{"text_format":"1","workbook":"xlsx","n_sheets":6,"sheets":["Fig3_CAPEX comparison","Fig4_PHES_3Scenarios","Fig5_shortterm","Fig5","Fig6_Ranges_365_cycles","Fig7_sensitivity_PHES"],"not_rendered":{"charts":6,"images":0,"macros":1,"external_links":0,"defined_names":0,"comments":0,"pivot_tables":0},"unopened":[{"sheet":"Fig5","index":3,"reason":"not_a_worksheet"}],"bounds":{"document_bytes":16777216,"sheet_cells":100000,"rows_first":2000,"rows_last":500,"rows_between":2000,"halvings":0,"cell_chars":16384,"cell_head_chars":4096},"cells_cut":0,"cells_raw":0,"read":"whole","date_system":"1900"}

{"sheet":"Fig3_CAPEX comparison","index":0,"n_rows":28,"n_cols":7,"rows_kept":28,"cut":false,"hidden":false,"merged":[]}
[]
[]
["CAPEX comparison"]
[]
["Technology","power based low","power based CAPEX","Difference","energy based low","energy based CAPEX","Difference"]
[]
["PSH",{"$f":"260+220","v":480},{"$f":"560+460","v":1020},{"$f":"C7-B7","v":540}]
[null,null,null,null,10,20,{"$f":"F8-E8","v":10}]
[]
[]
["dCAES",{"$f":"220+230","v":450},{"$f":"340+380","v":720},{"$f":"C11-B11","v":270}]
[null,null,null,null,20,30,{"$f":"F12-E12","v":10}]
[]
[]
["aCAES",{"$f":"380+230","v":610},{"$f":"620+360","v":980},370]
[null,null,null,null,20,30,10]
[]
[]
["H2",{"$f":"410+727","v":1137},{"$f":"880+727","v":1607},470]
[null,null,null,null,0.3,0.6,0.3]
[]
[]
["CH4",{"$f":"790+727","v":1517},{"$f":"1360+727","v":2087},570]
[null,null,null,null,0.14000000000000001,0.14000000000000001,0]
[]
[]
["PHES",350,797,447]
[null,null,null,null,13,21,8]

{"sheet":"Fig4_PHES_3Scenarios","index":1,"n_rows":4,"n_cols":7,"rows_kept":4,"cut":false,"hidden":false,"merged":[]}
[null,"LCOS","CAPEX power based","CAPEX energy based","CAPEX discharging unit","OPEX","electricity charging"]
["Scenario 1",6.9845298565040903E-2,1.52603908767563E-2,4.5345161462361601E-3,0,8.3181570998032296E-3,4.1732234442245199E-2]
["Scenario 2",8.4772531527522996E-2,2.5005240479484998E-2,5.92975188353959E-3,0,8.9996121128762298E-3,4.4837927051622199E-2]
["Scenario 3",0.109912826993299,3.4750090082213601E-2,7.3249876208430296E-3,0,1.01052518305589E-2,5.7732497459683597E-2]

{"sheet":"Fig5_shortterm","index":2,"n_rows":402,"n_cols":39,"rows_kept":402,"cut":false,"hidden":false,"merged":[]}
["cycles","FLH","energy","PSW low","PSW med","PSW high","dCAES low","dCAES med","dCAES high","aCAES low","aCAES med","aCAES high","Li-Ion low","Li-Ion med","Li-Ion high","Pb low","Pb med","Pb high","VRF low","VRF med","VRF high","Li-Ion 2030 low","Li-Ion 2030 med","Li-Ion 2030 high","Pb 2030 low","Pb 2030 med","Pb 2030 high","VRF 2030 low","VRF 2030 med","VRF 2030 high","H2 AEL low","H2 AEL med","H2 AEL high","CH4 AEL low","CH4 AEL med","CH4 AEL high","PHES low","PHES med","PHES high"]
[0,0,0,100,100,100,100,100,100,100,100,100,100,100,100,100,100,100,100,100,100,100,100,100,100,100,100,100,100,100,100,100,100,100,100,100,100,100,100]
[2.5,10,1000000,5.6469285661572002,8.1904967786937792,10.734064991230399,5.7331562740924698,7.14038623438302,8.54761619467358,9.3130525251357295,11.762236089245301,14.211419653354801,45.751553041478601,58.871483693079099,71.991414344679598,31.4494885372441,36.287871389127801,41.126254241011502,62.437309192556398,66.129838230825897,69.822367269095395,16.1923002202658,28.832208045269098,41.472115870272503,21.4669909928047,25.786568448674,30.106145904543201,16.7556365645341,20.106763877440901,23.457891190347699,15.9006447856381,20.939491154903699,25.978337524169199,23.575467460197899,30.172588203925098,36.769708947652397,6.47325797906338,9.6296218145682904,12.7866419105519]
[5,20,2000000,2.82929422404231,4.1010783303106004,5.37286243657889,2.8952743037748201,3.5988892839201001,4.3025042640653801,4.6606689191544204,5.8852607012091998,7.10985248326398,17.362243616203301,22.341122300261599,27.320000984319901,10.0978814205777,11.6514016391281,13.204921857678601,24.1279504288635,25.554872228419899,26.981794027976399,6.21303718021628,11.063010081099399,15.9129829819825,7.5840828985584201,9.1101483598537101,10.636213821148999,6.4817348630193496,7.7780818356232198,9.0744288082270899,7.9523938825415303,10.472149149040099,12.991904415538601,11.7908620825893,15.089422454453,18.387982826316598,3.2381817633461698,4.8164310565378399,6.3952209552759101]
[7.5,30,3000000,1.8900827753970799,2.7379388462426002,3.5857949170881298,1.9492618138956599,2.4183384673258499,2.8874151207560299,3.1098291301521299,3.9262236515219802,4.74261817289183,12.281650106867801,15.803593887513699,19.325537668159601,6.9515355013361599,8.0210025015417195,9.0904695017472896,17.123638301001201,18.1363265876195,19.149014874237899,4.4037092093440098,7.8412985411278502,11.278887872911699,5.2993309437265896,6.3656597311837704,7.4319885186409502,4.6009757968328904,5.5211709561994597,6.4413661155660398,5.3029772179398398,6.9830356263067399,8.6630940346736391,7.8626602900531797,10.061700537962301,12.260740785871301,2.1598230247737602,3.2120341371943599,4.2647473035172503]
[10,40,4000000,1.4204770508351601,2.0563691039693102,2.69226115710345,1.47624151364221,1.82804900371485,2.17985649378749,2.3343987845519298,2.94669467557932,3.5589905666066999,8.5352383006420407,10.9828434015615,13.4304485024809,4.7373884598421396,5.4662174536640098,6.19504644748588,11.929124626388999,12.6346104913905,13.340096356391999,3.0648952333504602,5.4573899818332103,7.8498847303159698,3.6499678193134599,4.3844125634436004,5.1188573075737498,3.2057090045455499,3.84685080545467,4.4879926063637798,3.9782684309932401,5.2384781461082701,6.4986878612233001,5.8985593937850904,7.5478395797169098,9.1971197656487202,1.6206436554875601,2.40983567752262,3.1995104776379302]
[12.5,50,5000000,1.13871361602137,1.64742725852869,2.1561409010360002,1.1924240903616501,1.4738700824197699,1.75531607447788,1.8691369355691201,2.35897364839103,2.8488103612129398,7.0928331141860701,9.1268073160482501,11.160781517910401,3.9076359868871799,4.5088107541006002,5.1099855213140097,9.9224517333069002,10.5092633949541,11.0960750566013,2.5483885059732998,4.5376917784932704,6.5269950510132499,3.0227645663637999,3.63100377788823,4.2392429894126504,2.6666027473882399,3.19992329686588,3.7332438463435298,3.1834439470387199,4.1917449042185497,5.2000458613983804,4.7200988560242401,6.0395230047697002,7.3589471535151496,1.29713603391584,1.9285166017195801,2.56036838211033]
[15,60,6000000,0.95087132611356295,1.3747993615363301,1.79872739695909,1.00321009417104,1.23774842088613,1.47228674760123,1.55896077836931,1.96715803905423,2.37535529973916,5.65846264183459,7.2811100170665704,8.9037573922985498,3.09460656927337,3.5706998876231202,4.04679320597287,7.9232279190507997,8.3918059142634895,8.8603839094761696,2.0341783636191999,3.62208290256683,5.2099874415144702,2.4032976835516102,2.88688807109554,3.3704784586394601,2.12943895720763,2.55532674864916,2.98121454009069,2.6535602502409801,3.4939216243522102,4.3342829984634399,3.93445849751701,5.0339786214715501,6.1334987454260999,1.0814642862013599,1.60763721785088,2.1342736517585998]
[17.5,70,7000000,0.81669826187804795,1.1800651493832699,1.5434320368884999,0.86805600726912202,1.0690888587392,1.2701217102092801,1.3374055767751301,1.6872889430764899,2.0371723093778602,4.9862258449337702,6.4160994328191903,7.8459730207046103,2.7176476307680999,3.1357472662708901,3.55384690177367,6.9849824390288298,7.3980727983262398,7.81116315762364,1.79298742604564,3.1926153657649401,4.5922433054842502,2.1144201304761898,2.53988271770615,2.9653453049361098,1.8773251419454999,2.25279017033461,2.6282551987237102,2.27507256694558,2.9954774862386899,3.7158824055317998,3.3732868128689901,4.3157326334014501,5.2581784539339198,0.92741303783386997,1.37843765794467,1.8299202729359401]
[20,80,8000000,0.71606846369284904,1.03401449025992,1.3519605168269899,0.76668974138444901,0.94259348642076901,1.11849723145709,1.1712387265883799,1.4773866721020801,1.78353461761577,4.2320599356915398,5.4456653584266101,6.6592707811616902,2.2977996893269701,2.65130733383881,3.0048149783506499,5.9314117822730497,6.2821941995042501,6.6329766167354496,1.52224952303221,2.7105361405012398,3.8988227579702599,1.79142490943239,2.15189455584256,2.5123642022527402,1.5942071544576899,1.9130485853492301,2.23189001624077,1.9912057052190899,2.6216426446423702,3.2520795840656498,2.9524080493829699,3.77704814234888,4.6016882353147803,0.81187460155825497,1.20653798801501,1.60165523881894]
[22.5,90,9000000,0.63780084287706496,0.92041953315890701,1.20303822344075,0.68784888499879204,0.84420776947552001,1.00056665395225,1.0419975727792701,1.31412907990256,1.5862605870258399,3.8444151289274502,4.9468577026640004,6.0493002764005501,2.0832405385535702,2.4037390829464198,2.7242376273392801,5.3894694190261001,5.7082014814416198,6.0269335438571501,1.3830265000497399,2.4626339210069301,3.5422413419641199,1.6258501723430401,1.9530029509242599,2.2801557295054802,1.44856877847407,1.7382825341688799,2.0279962898637001,1.7704212610080301,2.3308836237007,2.8913459863933699,2.6250579000049501,3.3580713159746498,4.0910847319443402,0.72201137334388799,1.07283824473639,1.4241157678390499]
[25,100,10000000,0.57518674622124,0.82954356747489799,1.0839003887285601,0.62477592460103304,0.76549892063008895,0.90622191665914498,0.938604477322727,1.1835228337336801,1.4284411901446401,3.38001526746744,4.3492843515206099,5.3185534355737696,1.8273015978014999,2.1084249205401999,2.3895482432788899,4.7398606771763303,5.0201750182996596,5.3004893594229898,1.2161809363982401,2.1655466673621699,3.1149123983261,1.42788853749294,1.7152075724762701,2.0025266074596,1.2739910954760501,1.5287893145712601,1.7835875336664699,1.59379376641941,2.0982765030458399,2.6027592396722601,2.3631777805025398,3.0228898548752698,3.6826019292479999,0.65012079077239404,0.96587845011349105,1.2820841910551399]
[27.5,110,11000000,0.52395703077345102,0.75519050464041304,0.98642397850737495,0.57317058992867398,0.70110058631872496,0.82903058270877505,0.85401001138769905,1.0766630626703899,1.29931611395307,3.1281017800539699,4.0251309669812096,4.9221601539084396,1.6889681648402699,1.9488094209695499,2.2086506770988201,4.3873164932400197,4.6467814471413096,4.9062464010426003,1.1256501416290701,2.0043464256558399,2.8830427096826101,1.32068514151621,1.5864327614554401,1.85218038139468,1.1792447844010501,1.4150937412812701,1.6509426981614801,1.4492808724850701,1.9079623936504899,2.36664391481591,2.14891222818239,2.7486504776121401,3.3483887270418902,0.591301223213899,0.87836589087657302,1.1658765373228499]
[30,120,12000000,0.48126560123217299,0.69322961894355495,0.90519363665493702,0.53016601515646,0.647435178514007,0.76470434187155301,0.78351454334093595,0.98761317368339896,1.1917118040258601,2.8135587895767999,3.62038814835249,4.4272175071281898,1.51673460592887,1.75007839145638,1.9834221769839,3.9469622278655199,4.1803847252123996,4.4138072225592904,1.01258683626511,1.8030245196761301,2.5934622030871601,1.1870074493075999,1.4258565092292499,1.6647055691509001,1.0608969348394599,1.27307632180735,1.48525570877525,1.3288526766483499,1.74936606256475,2.1698794484811499,1.9703576012489299,2.5201176632262001,3.0698777252034701,0.54228491691515301,0.80543875817914301,1.06903682587928]
[32.5,130,13000000,0.44514208392698301,0.64080117719902796,0.83646027047107296,0.49377743595767098,0.60202589444156096,0.71027435292545005,0.72386447490176498,0.91226321060250004,1.1006619463032401,2.6367984559043198,3.3929391895827599,4.1490799232612003,1.42018511060042,1.63867512761587,1.85716514463132,3.6994219614833499,3.9182049807108599,4.1369879999383699,0.94903759013769395,1.68986795386763,2.4306983175975598,1.11197268743416,1.3357232891739499,1.55947389091375,0.99436775342445505,1.1932413041093499,1.3921148547942399,1.2269514170457201,1.6151684104675199,2.0033854038893102,1.8192729169206101,2.32674374336117,2.83421456980173,0.50080958081621496,0.74373118435823904,0.98709553158086605]
[35,140,14000000,0.41417906909321001,0.59586251284582303,0.77754595659843595,0.46258715678286999,0.56310358251791004,0.66362000825294998,0.67273580298082003,0.84767748613150296,1.02261916928219,2.4097148740194201,3.10073605112794,3.7917572282364498,1.2963994055767001,1.4958454679731099,1.69529153036953,3.3813239706385301,3.5812947430956501,3.7812655155527599,0.86738305367169899,1.5444728863848101,2.2215627190979199,1.01566705475967,1.22003908407107,1.42441111338247,0.908874082805739,1.0906488993668899,1.2724237159280301,1.1396092151705499,1.5001445945874301,1.8606799740043101,1.6897717589249099,2.1609946691911501,2.6322175794573801,0.46525929273140998,0.69083897822603701,0.91686013646794395]
[37.5,150,15000000,0.38734445623670999,0.55691567040581602,0.72648688457492105,0.43555552995765401,0.52937086064369099,0.62318619132972797,0.62842425593342699,0.79170316020739795,0.95498206448136802,2.27887559035001,2.9323766787592001,3.5858777671683901,1.22520543805934,1.4136985823761601,1.6021917266929899,3.19800199580486,3.3871311460943998,3.5762602963839298,0.82032934168605798,1.4606884706552801,2.1010475996245002,0.960224999890674,1.1534410059662401,1.3466570120418,0.85960284029161305,1.0315234083499401,1.2034439764082601,1.0639118915858801,1.40045610385264,1.7370003161193901,1.57753742199531,2.01734547157713,2.4571535211589399,0.43444904305791299,0.64499906624479497,0.85598946070341098]
[40,160,16000000,0.36386416998684501,0.52283718327038198,0.68181019655391795,0.41190281693141001,0.49985468944957001,0.58780656196772996,0.58965162826338302,0.74272560102023,0.89579957377707697,2.1072508123873699,2.7115359718219798,3.3158211312565902,1.1319601747920001,1.30610789399077,1.4802556131895399,2.9574871598705101,3.13239231448651,3.3072974691025099,0.758600603460862,1.3507735235093901,1.94294644355792,0.88755201067942802,1.0661447933161401,1.2447375759528601,0.79495918777063301,0.95395102532475895,1.11294286287889,0.99767555568599597,1.31322681232044,1.6287780689548801,1.47933237718191,1.89165242366486,2.3039724701478099,0.40749007459360298,0.60488914326120702,0.80272761940944504]
[42.5,170,17000000,0.34314627035427903,0.49276792991525498,0.64238958947623004,0.39103274516681902,0.47381097812508699,0.55658921108335502,0.55544046752948995,0.69951008894769895,0.84357971036590795,2.00650911815266,2.5819051152699699,3.1573011123872798,1.0773009284998201,1.2430395328843999,1.40877813726899,2.81628278837456,2.98283714682682,3.14939150527908,0.72236268856485997,1.286247848516,1.8501330084671399,0.84492107179073495,1.0149356776998499,1.18495028360896,0.75700701118160196,0.908408413417923,1.0598098156542399,0.93923329399498801,1.23626226335393,1.53329123271287,1.39268086705243,1.7807467931540299,2.1688127192556399,0.38370274947803501,0.56949803474627803,0.75573187709123901]
[45,180,18000000,0.32473035956951501,0.46603970471043599,0.60734904985135696,0.37248154583728799,0.45066098807565302,0.52884043031401695,0.52503053213470696,0.66109628569634804,0.79716203925799001,1.87224875141936,2.4091436139587299,2.9460384764980998,1.00454113220333,1.15908592177308,1.3136307113428201,2.6280682475733199,2.7834916385588402,2.9389150295443498,0.67406326624942203,1.2002453057196301,1.72642734518985,0.78813730128064297,0.94672590458711303,1.10531450789358,0.70641923046364596,0.847703076556375,0.98898692264910504,0.88728227177507601,1.16784562304919,1.4484089743233,1.3156573024928999,1.68216401047775,2.0486707184625899,0.36255846048641899,0.53803927162189602,0.71395788391950099]
[47.5,190,19000000,0.30825296570925398,0.44212497689538999,0.575996988081525,0.35588308474386798,0.42994781949600303,0.50401255424813696,0.49782163077640901,0.626726028887438,0.75563042699846805,1.79229745318922,2.30626510520672,2.8202327572242099,0.96125948130609595,1.1091455553531899,1.2570316294002799,2.5159719058101899,2.6647659432505701,2.8135599806909601,0.64529880574439302,1.1490269551265,1.6527551045086,0.75433985544549498,0.90612775318757599,1.0579156509296599,0.676290040327166,0.81154804839259997,0.94680605645803295,0.840801120773084,1.1066328570567401,1.3724645933404001,1.2467414815712099,1.59395836282001,1.9411752440688199,0.3436398861255,0.50989195724744896,0.67658115318689305]
[50,200,20000000,0.29342331123485099,0.42060172186167999,0.54778013248850899,0.340944453869852,0.41130595188438002,0.48166744989890797,0.47333361000576502,0.59579278821124204,0.71825196641671996,1.6844029725824801,2.1674302956024598,2.6504576186224398,0.902905606112546,1.0418141608990901,1.1807227156856399,2.3646791015039699,2.5045257150337799,2.6443723285635801,0.606478223646151,1.0799025512883,1.55332687893045,0.70875018601200501,0.85136455270954203,0.99397891940708005,0.63562535493523198,0.76275042592227804,0.88987549690932399,0.79896867610974898,1.0515423024594801,1.3041159288091999,1.1847172427416901,1.51457327992806,1.8444293171144199,0.32661316920067202,0.48455937431044599,0.642942095527546]
[52.5,210,21000000,0.28000600480549098,0.40112830064056698,0.52225059647564198,0.327428536720833,0.39443948721085997,0.46145043770088701,0.45117777387731101,0.56780556264443205,0.68443335141155404,1.6194116836335,2.0838017987931101,2.5481919139527198,0.867785937073146,1.00129146585363,1.1347969946341101,2.2735361495592299,2.40799258851166,2.5424490274640901,0.58309267783961705,1.0382619620715601,1.49343124630351,0.68129992544158902,0.81839076409751799,0.95548160275344796,0.61112766626983095,0.73335319952379696,0.85557873277776297,0.761120013974802,1.0016980565503899,1.24227609912597,1.12860007427689,1.4427486811210499,1.7568972879652001,0.31120804436392402,0.46163941831982502,0.61250675764527895]
[55,220,22000000,0.26780845350596,0.38342519043944101,0.49904192737292202,0.31514132853509502,0.37910632673012001,0.443071324925146,0.43103609821619598,0.54236262385753897,0.65368914949888302,1.53081390974441,1.9697973103328801,2.4087807109213499,0.81994662700238596,0.94609226192582996,1.0722378968492701,2.1492753363845001,2.2763830175685298,2.4034906987525599,0.55121098162076398,0.98149302339615596,1.4117750651715499,0.64389249251052505,0.77345622575959405,0.90301995900866305,0.57772825835635799,0.69327391002762895,0.80881956169890101,0.72671428158569196,0.95638849284077598,1.18606270409586,1.0775844665816201,1.37745359129649,1.67732271601137,0.29720338542142499,0.44080309469198797,0.58483826866140098]
[57.5,230,23000000,0.25667155884107701,0.36726148112527601,0.47785140340947502,0.303922564240379,0.36510647555735898,0.42629038687434001,0.41264586723484797,0.51913210915265495,0.62561835107046104,1.4769449497879801,1.90048063391835,2.3240163180487299,0.79088019390436304,0.91255406988964904,1.0342279458749399,2.0737156286974199,2.1963547250182298,2.31899382133905,0.53182527888177999,0.946974603723169,1.3621239285645601,0.62115572112205597,0.74614437232344499,0.87113302352483402,0.55741885257702095,0.66890262309242499,0.78038639360782902,0.69529523188812903,0.91501079586026202,1.1347263598324,1.03100499868593,1.31783633536972,1.60466767205352,0.284416522908709,0.42177862529265803,0.55957573524133797]
[60,240,24000000,0.246462738731521,0.352444747587212,0.45842675644290298,0.29363868940446303,0.35227327108323597,0.41090785276200897,0.39578815098481301,0.49783746615604502,0.59988678132727602,1.4028937287827301,1.8051941363013,2.2074945438198799,0.75094938729976402,0.86648006226895902,0.98201073723815302,1.9698384641333799,2.08633428728105,2.20283011042872,0.50517528918519605,0.89952130574302802,1.2938673223008601,0.589909870263431,0.70861124659692698,0.82731262293042196,0.52949796862690901,0.63539756235229095,0.74129715607767299,0.66649843472363801,0.87708756207612004,1.0876766894286001,0.98830715311488504,1.26318718410352,1.5380672150921599,0.272695232272052,0.40433952834327203,0.53641841293961301]
[62.5,250,25000000,0.237070624230664,0.33881335273212698,0.44055608123359002,0.28417751814574999,0.34046671655737198,0.39675591496899498,0.380279048212745,0.47824639077712799,0.57621373334151005,1.3575181374844301,1.74680642691011,2.1360947163357902,0.72649598227024603,0.83826459492720595,0.95003320758416698,1.9061817901689599,2.0189129713079801,2.1316441524470102,0.48884448651233697,0.87044247853472201,1.25204047055711,0.57076902965624299,0.68561889537975496,0.80046876110326703,0.512387771695897,0.61486532603507604,0.71734288037425598,0.64000593762084101,0.84219906653198495,1.0443921954431299,0.94902513518952303,1.2129099649386099,1.4767947946877,0.26191164488632801,0.38829555914983799,0.51511367642202699]
[65,260,26000000,0.22840098007596901,0.32623052671199099,0.42406007334801399,0.27544412382532901,0.329568353067274,0.38369258230921799,0.36596295009055801,0.46016231794092499,0.55436168579129297,1.29470374181531,1.6659790795417599,2.0372544172682101,0.69266287808280702,0.79922639778785398,0.90578991749290105,1.81805429280757,1.9255736327047901,2.0330929726020099,0.46623644657761898,0.83018632579382201,1.1941362050100199,0.54427866632327804,0.65379815405905894,0.76331764179484096,0.48869999483755,0.58643999380505896,0.68417999277256902,0.61554750142290504,0.809988256170316,1.0044290109177301,0.91276481095072803,1.1665002241710101,1.4202356373912901,0.25195756422258297,0.37348574143282098,0.495447765790408]
[67.5,270,27000000,0.220373531784536,0.31457976187848402,0.40878599197243098,0.26735764291255598,0.31947727107146501,0.37159689923037498,0.35270730089068802,0.44341780326511598,0.53412830563954405,1.2559603001097499,1.6161253861706399,1.97629047223153,0.67180544356558203,0.77516012719105598,0.87851481081653005,1.7636943264082501,1.86799882958293,1.97230333275762,0.45229142205009598,0.80535564436471097,1.1584198666793299,0.52794349480327096,0.63417602729417299,0.74040855978507503,0.47408853069956702,0.56890623683948005,0.66372394297939397,0.592903974626388,0.780168449143128,0.96743292365986899,0.87919043665554697,1.12352824197878,1.3678660473020099,0.24274082286726301,0.35977294725039799,0.47723858927965102]
[70,280,28000000,0.212919472656736,0.30376119453304201,0.39460291640934902,0.25984876373218901,0.31010697659970898,0.36036518946722801,0.34039848137109502,0.42786932294643598,0.515340164521777,1.2020060444649501,1.54669895427476,1.8913918640845599,0.64277272689030696,0.74166083871958499,0.84054895054886303,1.6879878711701399,1.787815110863,1.8876423505558599,0.432870822436623,0.77077508688970198,1.10867935134278,0.50520001062129205,0.60685611031947895,0.70851221001766596,0.45373925235748203,0.54448710282897805,0.63523495330047497,0.57187700780651196,0.75247730845431704,0.93307760910212201,0.84801423195287895,1.0836256870859999,1.31923714221911,0.23418242018018001,0.34703963836672003,0.46033006823394701]
[72.5,290,29000000,0.205979486572195,0.293688735280353,0.38139798398851099,0.252857734777862,0.30138290582236399,0.34990807686686598,0.32893854387170202,0.41339314953065198,0.497847755189602,1.16854016976328,1.5036362478571601,1.83873232595104,0.62477262793599997,0.72089149377230799,0.81701035960861601,1.6410272189984001,1.7380772158208799,1.83512721264337,0.42082451194507298,0.74932527892260503,1.0778260459001401,0.49109593479403002,0.58991401923429199,0.68873210367455495,0.441116569363325,0.52933988323598902,0.61756319710865404,0.55229882049640699,0.72669375744991604,0.90108869440342598,0.818988110333154,1.04647503253065,1.27396195472814,0.226214252161172,0.335184488716398,0.44458765208794698]
[75,300,30000000,0.199502166226593,0.28428777331114502,0.36907338039569798,0.24633277136044801,0.293240436703466,0.34014810204648499,0.31824260039007801,0.39988205252706299,0.48152150466404797,1.1216953359867201,1.44335796910056,1.7650206022143999,0.599586547233522,0.69183063142329504,0.78407471561306696,1.5752892377936101,1.66845150454484,1.76161377129608,0.40396180462120501,0.71929933577959504,1.03463686693798,0.47135705274571699,0.56620328896894101,0.66104952519216398,0.423446621987627,0.50813594638515303,0.59282527078267799,0.53402849804610497,0.70263330346173003,0.87123810887735498,0.79189706348807598,1.0118010882789801,1.2317051130698899,0.21877729534343199,0.32411968237609801,0.42989473035168002]
[77.5,310,31000000,0.193442737516163,0.27549332501734303,0.35754391251852302,0.240228770645249,0.28562328549333199,0.33101780034141398,0.30823671618973297,0.38724263761262201,0.46624855903551099,1.0924977236774001,1.40578751208488,1.7190773004923701,0.58389442558068405,0.67372433720848202,0.76355424883627998,1.5343138084469901,1.62505279711858,1.7157917857901801,0.39345124267574,0.70058410047874098,1.00771695828174,0.45905632160712501,0.55142741071099699,0.64379849981487003,0.41243265748640401,0.49491918898368398,0.57740572048096495,0.51693502931602597,0.68012216951719195,0.84330930971835805,0.76655382611687495,0.979364172688722,1.1921745192605699,0.21182014219135201,0.31376873450936599,0.41614973905001201]
[80,320,32000000,0.187762023100111,0.26724852974187902,0.346735036383647,0.23450626761834201,0.27848220387742201,0.32245814013650198,0.298856198356027,0.37539318473445099,0.45193017111287398,1.05144424792828,1.3529613484371299,1.6544784489459801,0.56183814554141498,0.64827478331701704,0.73471142109262,1.47669742637955,1.5640289946063,1.6513605628330501,0.378672396144281,0.67426870537935701,0.96986501461443297,0.44176364774330801,0.53065511344775496,0.61954657915220102,0.39694565695004003,0.476334788340048,0.55572391973005597,0.50091230869522296,0.65902178602116901,0.81713126334711506,0.74279454108137399,0.94895456432285097,1.1551145875643301,0.20529781111127701,0.30406472088430497,0.403263809704697]
[82.5,330,33000000,0.182425594406222,0.25950341902854301,0.336581243650863,0.22913058087615801,0.27177391300617498,0.31441724513619201,0.29004419552306798,0.36426187928396297,0.43847956304485902,1.02574747488414,1.3198956478288599,1.6140438207735801,0.54803695587305601,0.63235033369967997,0.71666371152630404,1.44063179603209,1.52583045063614,1.6110291052401899,0.36942156814023702,0.65779656775991202,0.94617156737958696,0.43094126226531199,0.51765505284308799,0.60436884342086405,0.38725136782217601,0.46470164138661102,0.54215191495104598,0.48585819361306798,0.63919631084491002,0.79253442807675101,0.72047521271469195,0.92038796252460897,1.1203007123345301,0.199170772823933,0.29494882929712601,0.39115884577424997]
[85,340,34000000,0.17740307328254301,0.25221390306303099,0.32702473284351902,0.224071109157266,0.26546022563639998,0.306849342115534,0.28175054470714,0.35378535541624401,0.42582016612534901,0.98947409477402704,1.2732203425401101,1.55696659030619,0.52856130729553297,0.609878431494846,0.69119555569415803,1.3897197559852601,1.4719074834897701,1.5540952109942701,0.35636284730011902,0.634544049529293,0.91272525175846697,0.41566667479756803,0.49930692033610302,0.58294716587463802,0.37356639394253299,0.44827967273104002,0.52299295151954694,0.47169171361476903,0.62054035862589996,0.76938900363703,0.69946878601663698,0.89350174906743896,1.0875347121182399,0.193404148553493,0.28636916662683998,0.37976593854559498]
[87.5,350,35000000,0.17266755336591499,0.24534093086695999,0.31801430836800598,0.21930074846806699,0.25950731876208299,0.29971388905609903,0.27393081582543699,0.34390748908571001,0.41388416234598302,0.96668427117489397,1.24389520187946,1.5211061325840201,0.51632875345644702,0.59576394629590101,0.67519913913535401,1.35773153052053,1.43802748125024,1.5183234319799499,0.34815812906353999,0.61993462777130304,0.89171112647906603,0.406071289119876,0.487780755833021,0.56949022254616699,0.36496805411727201,0.43796166494072603,0.51095527576418098,0.45833163126434801,0.60294553496938796,0.74755943867442898,0.67966272655847204,0.86815189066496501,1.05664105477146,0.187967045669934,0.27827977039485602,0.36902405458714799]
[90,360,36000000,0.16819511788908501,0.23884979045954499,0.30950446303000601,0.214795406353704,0.253885127472886,0.29297484859206901,0.26654551546136701,0.33457839224218799,0.40261126902300898,0.93440218162497901,1.20235574841449,1.4703093152040101,0.49900592790654402,0.57577607066139702,0.65254621341624997,1.31241815597519,1.3900342834791,1.46765041098301,0.33653578414315799,0.59923973809164399,0.86194369204012999,0.392481047525365,0.47145589245424901,0.55043073738313397,0.35278792814129001,0.42334551376954799,0.49390309939780702,0.44571551228429801,0.58633094717893197,0.72694638207356599,0.66095700373687105,0.84421035772929498,1.02746371172172,0.18283200405768499,0.27063978506464897,0.35887894195972497]
[92.5,370,37000000,0.16396443568125901,0.23270952250657201,0.301454609331885,0.21053359493545401,0.24856683710546901,0.28660007927548398,0.25955941974875402,0.32575357013009298,0.39194772051143201,0.91405253445106205,1.17617054065394,1.4382885468568201,0.48808900639859898,0.56317962276761402,0.63827023913662995,1.28385300363247,1.3597797941698699,1.4357065847072801,0.32920925969397902,0.58619403894489197,0.84317881819580398,0.38391522698059199,0.46116646167790698,0.53841769637522097,0.34510966846886199,0.414131602162634,0.48315353585640702,0.433783185140447,0.57061735354865195,0.70745152195685601,0.64326240106778898,0.82156296170906595,0.99986352235034304,0.17797453226231399,0.263412771914453,0.34928221379864999]
[95,380,38000000,0.15995642095804399,0.226892426551112,0.29382843214417897,0.20649608820505699,0.24352845558112499,0.28056082295719198,0.25294101258992402,0.31739321164543899,0.38184541070095301,0.88513741453726502,1.1389635848825099,1.3927897552277599,0.47258079160710098,0.54528552877742398,0.61799026594774698,1.2432630459118399,1.31678935507866,1.3903156642454899,0.31879868896515001,0.56765684922876303,0.81651500949237499,0.37174532565172103,0.446547738740177,0.52135015182863298,0.33419914292233699,0.40103897150680501,0.46787880009127197,0.42247501256764097,0.55572468400389197,0.68897435544014296,0.62649909327602704,0.80010753390042899,0.97371597452483005,0.173372716877225,0.256566127877425,0.340190576593421]
[97.5,390,39000000,0.15615394545139299,0.22137364320874101,0.28659334096608902,0.20266563204274399,0.23874845153737401,0.274831271032003,0.24666201030162399,0.30946158886853598,0.37226116743544801,0.86685601053483996,1.11543971943821,1.36402342834159,0.46277812251641398,0.53397475674970896,0.60517139098300299,1.2175995094226899,1.28960808256059,1.3616166556984901,0.31221654834874002,0.55593660904954201,0.799656669750343,0.36405183058569202,0.43730616234988601,0.51056049411408,0.32730080665671002,0.39276096798805199,0.45822112931939402,0.411748171320309,0.54159799420574595,0.67144781709118295,0.61059544229409901,0.77975238444095196,0.94890932658780502,0.16900689202470501,0.25007059379101498,0.33156517719358902]
[100,400,40000000,0.15254159372006401,0.21613079903347901,0.27972000434689298,0.19902669773235099,0.23420744673961499,0.269388195746879,0.24069695756392601,0.30192654666666502,0.36315613576940298,0.84080727960199497,1.0819211318408,1.3230349840796101,0.44881361703094902,0.51786186580494198,0.58691011457893405,1.1810310999910401,1.25087702525932,1.3207229505276099,0.30283765153086001,0.53923643053199,0.77563520953312004,0.35309069144664601,0.42413942814017902,0.49518816483371098,0.317471233323667,0.38096547998840002,0.44445972665313399,0.40155917240651601,0.52818001094787403,0.65480084948923201,0.59548697386126803,0.76041499245444899,0.92534301104763095,0.164859358414811,0.24389983640892399,0.32337104776374798]
[102.5,410,41000000,0.14910545426830399,0.21114370335456201,0.273181952440821,0.19556527154723,0.22988795350553601,0.26421063546384199,0.23502288249845901,0.294759066988936,0.35449525147941302,0.82429410623230703,1.0606725631665701,1.2970510201008401,0.43996291833742202,0.50764952115856299,0.57533612397970502,1.15784850298261,1.22632341444933,1.29479832591604,0.29689195135880497,0.528649444001137,0.76040693664346903,0.34614274525878502,0.415793419609638,0.48544409396049099,0.31123975066091403,0.37348770079309701,0.43573565092527999,0.391862535693561,0.51540919224298798,0.63895584879241496,0.58111550388857502,0.742020887881922,0.90292627187526997,0.160914143517595,0.23803009158205801,0.31557663196463098]
[105,420,42000000,0.14583294050471499,0.20639408842225301,0.26695523633979101,0.192268674395177,0.22577414964018999,0.25927962488520401,0.229619001021104,0.28793289540466499,0.34624678978822598,0.80070571803541102,1.0303198577661501,1.2599339974968999,0.42732258188043898,0.49306451755435299,0.55880645322826705,1.12473225242345,1.1912486759538701,1.2577650994842899,0.28839862941614702,0.51352613095017996,0.73865363248421301,0.33621882062839598,0.40387260770606098,0.47152639478372599,0.30233808797888401,0.36280570557466102,0.42327332317043698,0.38263507052956403,0.50325825036212701,0.623881430194689,0.56742838962886699,0.72450269305094395,0.88157699647302201,0.157156795996437,0.232439858413614,0.30815337882261501]
[107.5,430,43000000,0.142712636683612,0.20186538581236901,0.26101813494112702,0.18912540662907801,0.22185168477537001,0.25457796292166202,0.224466462447727,0.28142421975260101,0.33838197705747403,0.78571610343051002,1.0110317507377899,1.2363473980450701,0.41929162146980598,0.483798024772853,0.54830442807589996,1.1036874778769701,1.1689593179664699,1.2342311580559699,0.28300133160346203,0.50391563637555203,0.72482994114764199,0.32991307436348299,0.39629802225369598,0.46268297014391002,0.29668123497467602,0.35601748196961103,0.41535372896454598,0.37383195388923501,0.49166482261469202,0.60949769134014997,0.55437788533472698,0.70779929797954699,0.861220710624367,0.15357420882510001,0.22710963609021301,0.301075393268599]
[110,440,44000000,0.13973416485437001,0.19754253332110999,0.25535090178785103,0.18612501401963999,0.21810751311715201,0.25009001221466498,0.219548129789988,0.27521139261066002,0.33087465543133099,0.76425523854434696,0.983416667244564,1.20257809594478,0.40779565484452401,0.47053344789752699,0.53327124095053102,1.07355663046549,1.13704653871882,1.20053644697216,0.275273825313327,0.49015594405281099,0.70503806279229597,0.320885808353913,0.38545429418122401,0.45002278000853602,0.28858202665772797,0.34629843198927301,0.404014837320819,0.36543014962675702,0.48060021984697598,0.59577029006719595,0.54192058578122904,0.691855148138667,0.84178971049610496,0.15015446652518799,0.22202169659969501,0.29431913433067503]
[112.5,450,45000000,0.13688806955086599,0.193411807607235,0.24993554566360299,0.18325797159835799,0.21452974849370399,0.24580152538905001,0.21484838934499401,0.26927469076965099,0.32370099219430798,0.75058765539956096,0.965829703639141,1.1810717518787199,0.40047560369386198,0.462087235031379,0.52369886636889595,1.0543670362362501,1.11672207601366,1.17907711579107,0.27035241157726297,0.48139281449216698,0.69243321740707098,0.31513716874184899,0.37854891611063501,0.44196066347942198,0.28342383351082301,0.340108600212988,0.39679336691515299,0.357402985837251,0.470029317110012,0.58265564838277295,0.53001694398566501,0.676619627179604,0.82322231037354299,0.14688671277193799,0.2171598877532,0.28786315356776998]
[115,460,46000000,0.13416571752142201,0.18946067866352201,0.24475563980562101,0.180515582651331,0.21110753830982201,0.241699493968312,0.21035298512105,0.26359610607995299,0.31683922703885697,0.73097892764703898,0.94059788483994,1.15021684203284,0.38997534657782401,0.449971553743644,0.50996776090946305,1.02683534432726,1.08756216576597,1.14828898720468,0.26329162217340302,0.46882028642100898,0.674348950668615,0.30689030163852798,0.36864261843164697,0.43039493522476502,0.27602326192361898,0.33122791430834297,0.38643256669306703,0.34971910566653802,0.45990896951836702,0.57009883337019596,0.51863085183338598,0.66204652017528298,0.80546218851717999,0.14376103526883,0.21250946190003001,0.28168786762064402]
[117.5,470,47000000,0.13155921025918299,0.18567768286634501,0.239796155473506,0.17788989060743299,0.207830953592338,0.23777201657724401,0.206048874400514,0.25815916299858999,0.31026945159666502,0.71846588593854599,0.92449654440621698,1.13052720287389,0.38327582125932402,0.442241332222297,0.50120684318526998,1.0092660035387899,1.0689537779416201,1.12864155234445,0.25878581890879299,0.46079719795494301,0.66280857700109197,0.30162807116814699,0.36232152451295702,0.42301497785776698,0.27130058360415199,0.32556070032498302,0.379820817045813,0.34237006993664798,0.45023171941484702,0.55809336889304695,0.50772927424077896,0.64809354538391195,0.78845781652704505,0.14076836531904499,0.208056926508698,0.27577535979892698]
[120,480,48000000,0.12906130746620001,0.182052311894046,0.23504331632189099,0.17537360194041601,0.20469089277980301,0.23400818361919001,0.20192410135726899,0.25294875894288399,0.30397341652850002,0.70047946706420405,0.90135225541349795,1.1022250437627901,0.37364729148884401,0.43113149017943497,0.48861568887002599,0.98401108864202402,1.04220529280903,1.10039949697603,0.25230903733816501,0.449264561382752,0.64622008542734,0.29406460762636899,0.35323614452679702,0.412407681427225,0.264511997735138,0.31741439728216603,0.370316796829193,0.33532131376128099,0.440948311831803,0.54657530990232595,0.497281929047864,0.634721944542182,0.77216196003649995,0.137900389950501,0.203789913425337,0.27010920646978198]
[122.5,490,49000000,0.12666535988925301,0.178574915247142,0.23048447060503199,0.17296001851154499,0.201678997292985,0.230397976074425,0.19796768614958299,0.24795102419263501,0.29793436223568698,0.68898061998837201,0.88655594483797795,1.08413126968758,0.36749260549651502,0.42402992941905598,0.480567253341596,0.96786512950505998,1.02510446512095,1.08234380073684,0.248168336189943,0.44189157821576602,0.635614820241589,0.28922956413485701,0.34742819594247998,0.405626827750104,0.260171917616904,0.31220630114028503,0.36424068466366499,0.32856854919037498,0.432056921691018,0.53554529419166097,0.487261006107721,0.62189612332664401,0.75653124054556797,0.135149474801082,0.19969706414129801,0.264674324705091]
[125,500,50000000,0.124365250215379,0.175236614466111,0.22610797871684299,0.17064297803107101,0.19878757723688201,0.22693217644269301,0.194169527321813,0.243153198604004,0.29213686988619503,0.67242319360321501,0.86525043294531301,1.0580776722874099,0.35863158270016499,0.41380567234634402,0.468979761992523,0.944615805828108,1.0004801814416,1.05634455705509,0.24220598959814699,0.43127495086608802,0.62034391213402895,0.282267942059025,0.33906575966846297,0.395863577277901,0.25392242601266202,0.304706911215194,0.35549139641772698,0.32207972104822102,0.42351142531765101,0.52494312958708,0.477640920085183,0.60958333495972805,0.741525749834273,0.132508596257639,0.19576792882862001,0.25945683821098797]
[127.5,510,51000000,0.12215534092087001,0.172029227441195,0.22190311396151999,0.16841680152422001,0.196009545843643,0.22360229016306499,0.19052031568823799,0.23854352282764099,0.28656672996704402,0.661820053735383,0.85160668679185203,1.0413933198483201,0.35295787618159702,0.40725908790184301,0.461560299622089,0.92972700679117004,0.98471086203150904,1.03969471727185,0.23838774699544099,0.42447614133372003,0.61056453567199798,0.27781010147121799,0.33371091457213398,0.38961172767305002,0.24992026565589301,0.29990431878707202,0.34988837191825001,0.31584625882927603,0.41530247270204101,0.51475868657480595,0.46839809233803897,0.59775340103857399,0.72710870973910802,0.12997128157864499,0.19199287725369399,0.25444395903037997]
[130,520,52000000,0.120030428137684,0.168945201455696,0.217859974773707,0.16627624685877601,0.19333836147974801,0.22040047610072,0.18701145815336301,0.234111142078547,0.28121082600372999,0.64652784221298198,0.83192920872994003,1.0173305752469,0.344776115613245,0.39781859493836003,0.45086107426347499,0.90825350844651997,0.96196742561271198,1.0156813427789,0.232880890584131,0.41467056537684499,0.59646024016956001,0.27138124013012799,0.32598844088801998,0.38059564164591198,0.244148109757369,0.292977731708843,0.341807353660317,0.30984554361149802,0.40739817902171699,0.50495081443193601,0.459510757965785,0.58637846457592502,0.71324617118606404,0.12753155592576701,0.18836301997011201,0.24962388289517901]
[132.5,530,53000000,0.117985700742541,0.16597755380926901,0.213969406875996,0.164216467533667,0.190767976218394,0.217319484903122,0.18363501015632899,0.22984602079990499,0.27605703144348198,0.63671968559236303,0.81930841896076201,1.00189715232916,0.33952913241801302,0.39176438355924598,0.44399963470047898,0.89448055744102295,0.94737994524667501,1.0002793330523301,0.22934885443603201,0.40838137856211798,0.58741390268820304,0.26725812292295997,0.321035672047702,0.37481322117244398,0.24044588594296101,0.28853506313155403,0.33662424032014598,0.30407970946214702,0.399805503293723,0.49553129712529997,0.45095879470191802,0.57543277099865897,0.69990674729540003,0.125183895391864,0.18487013843307901,0.244985696425458]
[135,540,54000000,0.116016703991658,0.16311981903863201,0.21022293408560599,0.16223297604658701,0.188292790126042,0.21435260420549701,0.180383615621488,0.225738866808702,0.27109411799591598,0.62255301614298098,0.80107924871339498,0.97960548128380898,0.33195141707683701,0.38302086585788903,0.43409031463894099,0.87458692194072096,0.92630980442108601,0.97803268690145095,0.224247216809842,0.39929734013589202,0.57434746346194199,0.26130312357635199,0.31388241063744798,0.36646169769854298,0.235098392960051,0.28211807155206098,0.32913775014407098,0.29852842898928,0.39249562559997098,0.486462822210662,0.44272357081819502,0.56489247347981097,0.68706137614142704,0.122923185248107,0.18150662287889999,0.24051929463980001]
[137.5,550,55000000,0.114119307122624,0.16036600189601599,0.20661269666940901,0.16032161125786101,0.18590761053587099,0.21149360981388099,0.17725045345981599,0.221781063716354,0.26631167397289102,0.61345367397987904,0.78937053637116805,0.96528739876245595,0.32708476498943301,0.37740549806473001,0.427726231140027,0.86180891920901903,0.91277611335578901,0.96374330750255899,0.22097037240353601,0.39346255086139897,0.56595472931926105,0.25747839744816797,0.30928807498347,0.36109775251877202,0.231663608958806,0.27799633075056701,0.32432905254232802,0.29317165021647601,0.38543992007032901,0.47770818992418101,0.43478780962115199,0.55473545950710201,0.67468310939305198,0.12074468274594,0.17826541698123599,0.23621530746453001]
[140,560,56000000,0.112289674427481,0.15771053536563401,0.20313139630378699,0.158478509251022,0.18360761568478201,0.208736722118542,0.174229189802313,0.21796461058998401,0.26170003137765402,0.60029270162461601,0.77243546164932197,0.94457822167402805,0.32004658720986101,0.36928452370368597,0.41852246019751099,0.84332699190828198,0.89320116884909495,0.94307534578990704,0.21623081697130001,0.38502324042338598,0.55381566387547199,0.25194673419816699,0.302643333152676,0.35333993210718501,0.226695580405364,0.27203469648643602,0.31737381256750902,0.28801517576793301,0.37865041920239101,0.46928566263685001,0.42713546846686101,0.54494119603341895,0.662746923599977,0.118643983904566,0.17513996843706101,0.23206503411694901]
[142.5,570,57000000,0.110524239370762,0.155148243099474,0.19977224682818601,0.15670007726069601,0.18138832217807399,0.206076567095452,0.171313935261454,0.214282067965131,0.25725020066880699,0.59182802305595095,0.761543412020525,0.93125880098509894,0.31552036313078902,0.36406195745860198,0.412603551786416,0.83143989310422395,0.88061106957812996,0.92978224605203497,0.213182474207226,0.37959532397103002,0.54600817373483501,0.24838914102600099,0.29836988281781801,0.34835062460963501,0.22350026996400499,0.26820032395680599,0.31290037794960801,0.28303201426770103,0.37208710495365399,0.46114219563960601,0.41975163051096598,0.53549059092723394,0.65122955134350102,0.11661699379446699,0.172124184754084,0.228060384395598]
[145,580,58000000,0.10881968138496199,0.15267430573904101,0.19652893009312,0.15498297029758201,0.17924555581983301,0.203508141342084,0.16849920661387199,0.210726509443347,0.25295381227282199,0.57956933300638602,0.74576936232439395,0.91196939164240198,0.30896608422611799,0.35649932795321299,0.40403257168030798,0.81422456393815001,0.86237762954739505,0.91053069515664098,0.208767776865106,0.37173445982613201,0.53470114278715897,0.24323722414995999,0.29218129974111101,0.341125375332261,0.21887270139704201,0.26264724167644998,0.30642178195585901,0.278221203148249,0.36575092966151701,0.45328065617478502,0.41262240765699798,0.52636586875574398,0.64010932985448998,0.11465989989506201,0.16921239361189999,0.224193826043949]
[147.5,590,59000000,0.107172905025797,0.15028423066200999,0.193395556298224,0.15332407015055199,0.17717542540971401,0.201026780668876,0.165779892379703,0.207291478212069,0.248803064044434,0.57167516067841295,0.73561141999060498,0.899547679302796,0.304745778011355,0.35162974385925599,0.39851370970715699,0.80313834188243405,0.85063577070343799,0.89813319952444304,0.20592484193885,0.36667229508499299,0.52741974823113702,0.23991972411630599,0.28819625396897702,0.33647278382164802,0.21589266587816899,0.25907119905380299,0.30224973222943602,0.27358299296933403,0.35964459597126103,0.44570619897318697,0.405734853374351,0.51755045920023701,0.62936606502612302,0.112769148161738,0.16639930725419699,0.220458337466932]
[150,600,60000000,0.10558102121193599,0.147973824754212,0.19036662829648901,0.15172046648853099,0.17517429916003999,0.19862813183155001,0.16315122184400399,0.20397094791249601,0.244790673980989,0.56022904617127101,0.72088296382332695,0.88153688147538301,0.298627154795302,0.34456979399457899,0.39051243319385598,0.78706372870769103,0.83361050836244699,0.88015728801720305,0.201802711699792,0.35933237950626201,0.516862047312731,0.23510974938350299,0.28241841846676802,0.32972708755003399,0.211571721058291,0.253886065269949,0.29620040948160697,0.26909138169424401,0.35372914527855998,0.43836690886287599,0.39907688423446003,0.50902889662991402,0.61898090902536795,0.110941421486191,0.16367999044175,0.21684736517581499]
[152.5,610,61000000,0.104041330310003,0.145739169859783,0.18743700940956301,0.15016943982120501,0.173238783432525,0.19630812704384601,0.160608737125227,0.20075928735653201,0.24090983758783599,0.55284958767109804,0.71138733707678103,0.86992508648246303,0.29468276801816001,0.34001857848249201,0.385354388946824,0.77670008992775696,0.82263396621380702,0.86856784249985797,0.19914510116658299,0.35460020564866002,0.51005531013073702,0.23200883267188399,0.27869353680707998,0.32537824094227602,0.20878591569153199,0.25054309882983899,0.292300281968145,0.26474761549972597,0.34800855945165199,0.431269503403578,0.392637209164728,0.50078672955369996,0.60893624994267104,0.10917362027541699,0.16104983155758101,0.21335478541883399]
[155,620,62000000,0.102551306856518,0.143576600607108,0.184601894357698,0.14866844610868299,0.17136570353272401,0.19406296095676501,0.15814826794675699,0.19765122865820101,0.237154189369646,0.542137851628123,0.69760385319795304,0.85306985476778197,0.28895776362541797,0.33341280418317498,0.37786784474093099,0.76165645604474297,0.80670065505814204,0.85174485407154099,0.19528738920972799,0.34773111650099497,0.50017484379226196,0.227507852364153,0.27328687143742703,0.319065890510702,0.20474209807197499,0.24569051768637101,0.28663893730076601,0.26054456884591598,0.34247345421784797,0.42440233958977902,0.38640526554885901,0.49281043883478298,0.59921561212070595,0.107462844910151,0.15850451650838401,0.20997486952498101]
[157.5,630,63000000,0.101108585734888,0.14148268434658001,0.18185678295827201,0.147215102836907,0.16955208633358201,0.191889069830258,0.155765908811142,0.19464183840018201,0.233517767989223,0.53522435931650503,0.688707815296973,0.84219127127744098,0.28526309565708702,0.32914972575817703,0.37303635585926698,0.75194698958321904,0.79641697283814095,0.84088695609306197,0.192797554984138,0.34329768719114301,0.49379781939814898,0.224602981359843,0.26979748370664097,0.31499198605343798,0.202132134388012,0.24255856126561501,0.28298498814321699,0.25647557047748099,0.33711504408681298,0.41775451769614502,0.38037116141285898,0.48508736369424399,0.589803565975629,0.10580637987394199,0.15604000511154301,0.206702252548393]
[160,640,64000000,9.9710949648307595E-2,0.139454202969192,0.179197456290076,0.14580717639848301,0.16779514452802299,0.18978311265756301,0.153457998314247,0.191726491503459,0.22999498469267099,0.52517852589037595,0.67578119140305704,0.82638385691573801,0.27989491266378402,0.322955668458213,0.36601642425264103,0.73783823579863295,0.78147383038887497,0.82510942497911699,0.189179611148687,0.33685553209638602,0.48453145304408501,0.220382148713759,0.26472733717445501,0.30907252563514998,0.19833961302603501,0.23800753563124299,0.27767545823645001,0.25253436808991497,0.33192509581936203,0.41131582354880902,0.37452562303110898,0.47760563465184702,0.58068564627258501,0.104201679370114,0.15365250969585401,0.203531904852324]
[162.5,650,65000000,9.8356317749005107E-2,0.13748813640341401,0.17661995505782299,0.144442570638358,0.16609226233513599,0.18774195403191399,0.15122110036886799,0.18890084750901501,0.226580594649162,0.51868821908929197,0.66742969368107397,0.81617116827285596,0.27642697814864398,0.31895420555612802,0.36148143296361102,0.72872290174771703,0.77181941744247495,0.81491593313723198,0.186842152686723,0.33269342493707299,0.47854469718742398,0.217655302727467,0.26145179656897,0.30524829041047302,0.19588935260085399,0.23506722312102499,0.27424509364119598,0.248705152049217,0.32688016359199701,0.40505517513477701,0.36885994736879701,0.47035411265690802,0.57184827794502002,0.10264635426640301,0.15133847567757,0.20045910631613301]
[165,660,66000000,9.7042735301195407E-2,0.135581647612356,0.17412055992351599,0.14311931644079701,0.16444098250580599,0.18576264857081401,0.149051987135282,0.18616082901573,0.223269670896178,0.50924806862531102,0.65528244124580504,0.80131681386629805,0.27138326697811199,0.31313453882089798,0.35488581066368502,0.71546451181145099,0.75777692917664397,0.80008934654183705,0.18344229831129999,0.32663960260532499,0.46983690689934998,0.21368925316955201,0.25668770045366901,0.29968614773778701,0.192325409925653,0.23079049191078399,0.26925557389591398,0.245002105640445,0.322004128849043,0.39900615205764201,0.36336595884776701,0.46332233375272602,0.56327870865768404,0.10113816022644199,0.149094563902264,0.19747942288709999]
[167.5,670,67000000,9.5768364269737102E-2,0.13373206893446199,0.171695773599187,0.14183556224885999,0.16283899449200301,0.183842426735146,0.14694762348040999,0.18350260204920901,0.22005758061800801,0.503143247798021,0.64742697326951304,0.79171069874100397,0.26812181733187401,0.30937132769062398,0.350620838049374,0.70689039899969597,0.74869574517709803,0.79050109135449897,0.18124364386157801,0.32272465156985097,0.46420565927812402,0.21112455435458999,0.25360693419423302,0.29608931403387601,0.190020630466916,0.228024756560299,0.26602888265368202,0.24141029307386999,0.31727474646012099,0.39313919984637202,0.35803596998408199,0.45650045869642902,0.554964947408776,9.9674986904091503E-2,0.14691763456801199,0.19458868523206799]
[170,680,68000000,9.45314747392028E-2,0.131936889629447,0.16934230451969101,0.14058956542040399,0.161284123659971,0.181978681899538,0.144905152808221,0.180922558162774,0.216939963517326,0.494255608978376,0.63599067331776304,0.77772573765715003,0.26337402396103998,0.30389310457043101,0.34441218517982197,0.69440774559798102,0.73547487033764603,0.77654199507731203,0.17804273714699401,0.31702507787908701,0.45600741861117899,0.20739089548318901,0.249121990306026,0.29085308512886299,0.186665206957182,0.22399824834861801,0.26133128974005398,0.23792484433341399,0.31268560553653701,0.38744636673965899,0.35286274549874003,0.44987922702414102,0.54689570854954195,9.82548480912218E-2,0.14480473256712101,0.191782969272772]
[172.5,690,69000000,9.3330437079117798E-2,0.13019374450718399,0.167057051935251,0.13937968433572301,0.15977432144138301,0.18016895854704301,0.14292188412228601,0.17841729809488799,0.21391271206749099,0.48850292315468502,0.62858832023580802,0.76867371731693102,0.26030115184775698,0.30034748290125801,0.34039381395475898,0.68632804412720105,0.72691733705945505,0.76750662999170804,0.17597088013436599,0.31333590391272398,0.450700927691081,0.20497429954141899,0.24621912810768001,0.28746395667394098,0.18449332613774799,0.221391991365298,0.258290656592848,0.23453055894265901,0.30821388716946801,0.38189721539627602,0.34783946954920503,0.44344991511046999,0.53906036067173402,9.6875872722203299E-2,0.142753074102487,0.18905857841374599]
[175,700,70000000,9.2163714780748501E-2,0.12850040353127101,0.164837092281794,0.13820437118168599,0.15830765632869401,0.178410941475702,0.140995280197239,0.17598361682737601,0.21097195345751199,0.48012067115260099,0.617802334203714,0.75548399725482696,0.25582397703127702,0.29518151195916598,0.33453904688705499,0.67455498371296096,0.714448020384157,0.75434105705535404,0.17295195562347401,0.30796036996220699,0.442968784300939,0.20145318819337399,0.24198950045179601,0.28252581271021898,0.18132864263271101,0.21759437115925301,0.25386009968579498,0.23124410282982,0.30388708643232498,0.37653007003482902,0.342959715769657,0.43720429782290399,0.53144887987614997,9.5536296649442604E-2,0.140760034451129,0.186412027293549]
[177.5,710,71000000,9.1029857899233693E-2,0.126854762301157,0.16267966670308101,0.13706216534565499,0.15688230563143701,0.17670244591722001,0.13912294674984499,0.17361848990631801,0.20811403306279,0.474690508538126,0.61081499260420602,0.74693947667028604,0.25292378750371902,0.291835139427368,0.33074649135101802,0.66692813021228503,0.70637011640763503,0.74581210260298503,0.17099623535210301,0.30447799049940799,0.43795974564671297,0.19917222714674199,0.239249565536026,0.27932690392530901,0.17927848834707,0.21513418601648401,0.25098988368589797,0.22804010475540301,0.299666169727131,0.37129223469885803,0.33821741984305398,0.43113461341667803,0.52405180699030096,9.4234455113942697E-2,0.13882313676178101,0.18384002690913201]
[180,720,72000000,8.9927497042204499E-2,0.12525483332743501,0.160582169612665,0.135951687359912,0.15549654791950299,0.175041408479094,0.137302622512471,0.17131906090288099,0.20533549929329201,0.46677172932377903,0.60062538699751,0.73447904467124003,0.24869473589004501,0.286955464488514,0.32521619308698202,0.65580583080627297,0.69459004660664403,0.73337426240701598,0.168144203189422,0.29939962710769602,0.43065505102596902,0.19584601668170701,0.23525405662375801,0.27466209656580898,0.17628873097554701,0.211546477170656,0.24680422336576499,0.22493627467638599,0.29558015829900203,0.366224041921619,0.33360685435885701,0.42523353135506903,0.51686020835128099,9.2968775843317794E-2,0.13694004178602601,0.18133947097983799]
[182.5,730,73000000,8.8855337852490293E-2,0.123698738024224,0.158542138195958,0.134871633343806,0.154148756087512,0.17342587883121799,0.13553217012243701,0.16908262990476,0.20263308968708199,0.46163770758730199,0.59401910902777799,0.72640051046825405,0.245953071443892,0.28379200551218298,0.32163093958047501,0.64859479345537296,0.68695255005757205,0.72531030665977203,0.16629512140981001,0.296107129449101,0.425919137488392,0.193689583763617,0.23266370732580899,0.27163783088799998,0.17435034916355699,0.209220418996269,0.24409048882897999,0.22190707846396901,0.29158964507663299,0.36127221168929702,0.32912260573724,0.41949412277460002,0.50986563981195998,9.1737772717093602E-2,0.13510853845344201,0.17890742343216801]
[185,740,74000000,8.7812155938173098E-2,0.12218469935083,0.15655724276348601,0.133820769896527,0.15283739098153501,0.17185401206654199,0.13380956775007,0.16690664294073901,0.20000371813140899,0.45414499710325601,0.58437775362551303,0.71461051014777,0.24195207362092599,0.27917546956260703,0.31639886550428797,0.63807075156841597,0.67580611859665496,0.71354148562489506,0.16359651512788401,0.291301958059345,0.41900740099080602,0.190542528331859,0.228883402935221,0.26722427753858302,0.17152140510527999,0.205825686126336,0.24012996714739199,0.21897127633906799,0.28772520381425598,0.35647913128944397,0.32475955302431597,0.41390983334495501,0.503060113665593,9.05400399456322E-2,0.13332653521092799,0.1765411068993]
[187.5,750,75000000,8.67967922082368E-2,0.120711035042058,0.15462527787587901,0.13279792939846899,0.15156099553567701,0.170324061672884,0.13213290139650699,0.164788682251301,0.19744446310609501,0.44928353482613098,0.57812219554833,0.70696085627052896,0.239356283125672,0.27618032668346798,0.31300437024126299,0.63124242893414995,0.66857397043025601,0.70590551192636097,0.16184558180699599,0.28818422474817201,0.41452286768934798,0.18850069716613599,0.22643071549834601,0.26436073383055603,0.16968589816692101,0.203623077800305,0.237560257433689,0.216103042340267,0.28394686523946999,0.35179068813867198,0.320512848383736,0.40847445830009999,0.49643606821646302,8.9374246714743102E-2,0.131592052054881,0.174237892140642]
[190,760,76000000,8.5808148576456106E-2,0.11927615137299,0.152744154169524,0.13180200568352499,0.150318189371559,0.16883437305959201,0.130500357799574,0.16272645732733201,0.194952556855089,0.44218340830457498,0.56898600333309302,0.695788598361611,0.23556537719551701,0.271806204456366,0.30804703171721498,0.62126964094592396,0.658011393905091,0.69475314686425904,0.159288345743862,0.28363077890106098,0.40797321205825898,0.185518702501415,0.222848685321822,0.26017866814222901,0.167005132929093,0.200406159514912,0.23380718610073101,0.213310515117731,0.28026831542853498,0.34722611573933798,0.316377899128435,0.40318211944063598,0.48998633975283701,8.8239132253088007E-2,0.12990321319241399,0.17199528829668601]
[192.5,770,77000000,8.4845184000045606E-2,0.117878537409612,0.150911890819178,0.130831950048614,0.14910766381862101,0.16738337758862801,0.128910217892446,0.160717796647116,0.19252537540178499,0.43757336290523002,0.56305395962070104,0.688534556336171,0.23310412074512901,0.26896629316745602,0.30482846558978399,0.61479435404272997,0.65115315992697698,0.68751196581122498,0.15762794875469599,0.28067425569075899,0.40372056262682199,0.18358257435794401,0.22052297041777399,0.25746336647760398,0.16526452319618301,0.19831742783542,0.23137033247465599,0.210602532083736,0.27670430275282398,0.342806073421911,0.31235035115249199,0.39802724392817102,0.48370413670384999,8.7133501283943302E-2,0.128258240274427,0.16981093390322199]
[195,780,78000000,8.3906910823029604E-2,0.116516759701704,0.14912660858037799,0.12988676757015899,0.14792817731747401,0.16596958706478901,0.127360850765489,0.158760640048945,0.19016042933240099,0.43083575464826901,0.55438424311358103,0.677932731578894,0.229507182769395,0.26481598011853302,0.30012477746767102,0.60533061444842395,0.64112973680827701,0.67692885916812995,0.15520125802287299,0.27635326045909397,0.39750526289531601,0.18075298677465201,0.21712401460125899,0.25349504242786502,0.16272059199004099,0.19526471038804999,0.22780882878605799,0.20795283257575201,0.27321404290185802,0.33847525322796401,0.30842607363747099,0.39300454471089802,0.47758301578432399,8.6056219826827998E-2,0.12665544614920801,0.16768258859676899]
[197.5,790,79000000,8.2992391397329904E-2,0.115189457378806,0.14738652336028099,0.12896551370033599,0.14677855117236899,0.16459158864440099,0.12585070808669699,0.15685303168302001,0.18785535527934399,0.42645811505557002,0.54875125099062305,0.67104438692567603,0.22717026610316601,0.262119537811346,0.29706880951952502,0.59918167558227697,0.63461715101993899,0.670052626457601,0.15362455253478299,0.27354575936040498,0.393466966186027,0.17891456094406699,0.21491566162183601,0.25091676229960602,0.16106770583616001,0.193281247003392,0.22549478817062399,0.20537046082891899,0.26981253420884499,0.33425460758877201,0.30460114492029899,0.38810900243583402,0.47161685995136898,8.5006211317994101E-2,0.12509322909045101,0.165608125449974]
[200,800,80000000,8.2100734957272006E-2,0.11389533761397901,0.14568994027068699,0.128067291118592,0.14565766562222399,0.163248040125855,0.12437831894059399,0.15499311349196301,0.18560790804333199,0.42005595291789999,0.54051317471053395,0.66097039650316702,0.223752780886843,0.25817628563866502,0.292599790390487,0.590188980009971,0.6250926293654,0.659996278720828,0.15131865987151799,0.26943985864877401,0.38756105742602998,0.176225987876095,0.21168609519262699,0.247146202509158,0.15865039311427701,0.19038047173713299,0.222110550359988,0.20285289982910201,0.26649646080128397,0.33014002177346702,0.300871839421055,0.38333584871764598,0.46579985801423701,8.3982453021881107E-2,0.123570067458163,0.16358552388184899]
[202.5,810,81000000,8.1231094725610103E-2,0.112633171423593,0.144035248121575,0.12719124681638699,0.14456445620269101,0.161937665588994,0.12294228504944101,0.15317911917425001,0.18341595329905899,0.41589357757295697,0.53515717702402499,0.654420776475094,0.22153101428198901,0.255612708786911,0.28969440329183199,0.58434232519762896,0.618900204644801,0.65345808409197204,0.14981947405201701,0.26677039002119401,0.38372130599037102,0.174478051181679,0.20958643952921199,0.24469482787674501,0.15707876215275901,0.18849451458331001,0.21991026701386199,0.20039775718951999,0.26326267107579099,0.32612758496206201,0.29723461553907798,0.37868055064682099,0.460126485754565,8.2983972708388101E-2,0.122084514755067,0.16161286309318401]
[205,820,82000000,8.03826652313053E-2,0.111401789774434,0.14242091431756301,0.126336569395257,0.14349791037441001,0.16065925135356299,0.12154127634410999,0.151409368589348,0.18127746083458601,0.40980241944809298,0.52731928973100195,0.64483616001391098,0.218279879624759,0.25186139956703002,0.28544291950930101,0.57578636039088904,0.60983824191938296,0.64389012344787599,0.14762557898190701,0.26286391359533401,0.37810224820876098,0.17192020789606399,0.20651390826539401,0.241107608634724,0.15477884452132901,0.185734613425595,0.21669038232986099,0.19800275756925501,0.26010816770973,0.32221357785020499,0.29368610443470899,0.37413879643138298,0.45459148842805702,8.2009845573272996E-2,0.12063519504473,0.15968831598229]
[207.5,830,83000000,7.9554679821200097E-2,0.110200079972243,0.14084548012328599,0.12550248656018001,0.14245706439500599,0.15941164222983201,0.120174026855132,0.149682262567296,0.17919049827945899,0.40583981202206598,0.52222034635192205,0.63860088068178,0.21616495714276601,0.2494211043955,0.28267725164823299,0.57022023468039795,0.60394293673138999,0.63766563878238103,0.146198333271022,0.26032254240605501,0.37444675154108698,0.17025624012594201,0.204515117712259,0.23877399529857701,0.153282621022368,0.18393914522684099,0.214595669431315,0.19567842027979501,0.25705015383919,0.31842188739858501,0.29022309962201198,0.36970648207655699,0.44918986453110199,8.1059191381172693E-2,0.119220798700907,0.15781014350057501]
[210,840,84000000,7.8746408349430197E-2,0.109026982308199,0.139307556266968,0.124688262792,0.141441000414506,0.158193738037013,0.118839330897251,0.14799627808903101,0.17715322528081101,0.40003753404179399,0.51475417983319105,0.629470825624588,0.21306831599241799,0.24584805691432901,0.27862779783623898,0.56206994101679697,0.59531063645327398,0.62855133188975199,0.14410846987856499,0.256601306059282,0.36909414223999798,0.16781981826319101,0.20158844023078401,0.23535706219837699,0.151091749650138,0.181310099580166,0.21152844951019401,0.19339744484803101,0.25404600925187598,0.31469457365572101,0.28684254730485498,0.36537969901589401,0.44391685072693199,8.0131171812693899E-2,0.11784007846050799,0.15597668941128201]
[212.5,850,85000000,7.7957155029936803E-2,0.107881486942132,0.13780581885432699,0.123893197184145,0.140448843775799,0.15700449036745201,0.11753603952328701,0.146349963806929,0.17516388809057101,0.39626065068403798,0.50989421963019499,0.62352778857635305,0.211052711734485,0.243522359693636,0.27599200765278697,0.55676462803535798,0.58969156840304005,0.622618508770723,0.14274810761012099,0.254179028346594,0.36560994908306599,0.166233910909386,0.19968341737285999,0.23313292383633399,0.14966563384561099,0.17959876061473401,0.209531887383856,0.19117042725637501,0.25111300550204502,0.31105558374771503,0.28354153739516103,0.36115472261548098,0.438767907835802,7.9224987998767496E-2,0.116491845755177,0.15418637541820801]
[215,860,86000000,7.7186256438803294E-2,0.10676263100318201,0.13633900556756101,0.12311662143027299,0.13947976050341901,0.155842899576565,0.116263057225423,0.144741935877859,0.173220814530296,0.39072717874732699,0.50277394324104596,0.61482070773476505,0.20809980771018899,0.24011516274252601,0.27213051777486302,0.54899182282432402,0.58145908116339695,0.61392633950247,0.14075504790559701,0.25063016183190501,0.36050527575821201,0.163910465308722,0.196892449181818,0.22987443305491501,0.147576233209508,0.17709147985140999,0.20660672649331099,0.18899549506435301,0.24824867644260501,0.30750185782085598,0.28031729515778497,0.35702800148019498,0.43373870780260498,7.8339878227025497E-2,0.115174967298808,0.15243769663427501]
[217.5,870,87000000,7.6433079654362093E-2,0.10566949589041499,0.13490591212646699,0.122357897950699,0.138532954965533,0.15470801198036699,0.115019338863973,0.143170874083624,0.171322409303274,0.38712326181103601,0.49813655012449498,0.60914983843795401,0.206176686350798,0.237896176558613,0.26961566676642801,0.54392941146771001,0.57609727988784298,0.60826514830797695,0.139456975457319,0.24831879813573601,0.35718062081415303,0.16239725147870701,0.19507474720308099,0.227752242927455,0.14621541058097601,0.17545849269717201,0.20470157481336701,0.186870862371732,0.24545067002564,0.30403047767954899,0.27716717343161301,0.35299614749744401,0.42882512156327401,7.7475115806358005E-2,0.113888361910401,0.15072921736261599]
[220,880,88000000,7.5697020524112396E-2,0.104601204757483,0.13350538899085301,0.121616418146565,0.13760766769532201,0.15359891724407801,0.113803886805565,0.14163551821590101,0.16946714962623599,0.381840339576761,0.491338672249508,0.600837004922256,0.20335773892626699,0.23464354491492401,0.26592935090358,0.53650846339950298,0.56823745854678498,0.59996645369406698,0.13755414586557699,0.24493059646472601,0.352307047063875,0.16017910238837699,0.192410263234819,0.224641424081261,0.144220590960523,0.17306470915262701,0.20190882734473201,0.18479482492768801,0.242716741860978,0.30063865879426799,0.274088645381036,0.34905592655975498,0.42402320773847402,7.6630007077069198E-2,0.11263099755354899,0.14905956716531299]
[222.5,890,89000000,7.4977502048474601E-2,0.10355692016686301,0.13213633828525201,0.120891600771712,0.13670317335924601,0.15251474594677999,0.112615748254241,0.14013466470491001,0.16765358115557899,0.378397773673951,0.48690889994809899,0.59542002622224699,0.201520878283803,0.23252409032746499,0.26352730237112698,0.53167264584557905,0.56311565178268297,0.594558657719787,0.136314180845369,0.242722699566498,0.349131218287627,0.15873369613720201,0.190674013042859,0.22261432994851599,0.14292067794677599,0.17150481353613201,0.200088949125487,0.182765755571551,0.24004474921193,0.297323742852309,0.27107929773609002,0.34520424991280102,0.41932920208951202,7.5803889555180304E-2,0.111401888575502,0.147427437197163]
[225,900,90000000,7.4273972872295105E-2,0.102535841900479,0.13079771092866399,0.120182890413081,0.135818778860754,0.15145466730842699,0.111454012760498,0.13866716347282701,0.165880314185155,0.37334876136753398,0.48041200911263499,0.58747525685773605,0.19882697457850099,0.22941573989826999,0.26000450521803897,0.52458019266766698,0.555603752449088,0.58662731223050901,0.134495589784493,0.23948449405504099,0.34447339832558899,0.15661384442394299,0.188127605801932,0.21964136717992,0.14101415953753399,0.16921699144504099,0.19741982335254801,0.180782099979481,0.23743264539446601,0.294083190809451,0.26813682448325399,0.34143816608022398,0.41473950767719298,7.4996130200444405E-2,0.11020009313030101,0.14583157678386]
[227.5,910,91000000,7.35859058758115E-2,0.10153720491467499,0.129488503953539,0.119489756071324,0.134953821569022,0.15041788706671999,0.110317809894562,0.137231914994667,0.164146020094772,0.37005694833163599,0.47617622027967799,0.58229549222772103,0.197070698374996,0.22738926735576401,0.25770783633653299,0.51995608891508405,0.55070618019500805,0.58145627147493295,0.13330991602162401,0.237373268834422,0.34143662164722,0.15523178806210899,0.186467452733143,0.217703117404177,0.13977115637180501,0.16772538764616601,0.19567961892052699,0.178842372693718,0.23487847454903901,0.29091457640436102,0.26525902097223902,0.33775485332089,0.41025068566954098,7.42061237985598E-2,0.109024710771808,0.144270790225795]
[230,920,92000000,7.2912796857511994E-2,0.10056027742856199,0.12820775799961201,0.118811689833967,0.134107667663212,0.14940364549245699,0.109206307071398,0.135827867550849,0.16244942803030099,0.36522664769450103,0.46996075990101299,0.57469487210752401,0.19449369903123701,0.22441580657450499,0.25433791411777201,0.513170791784611,0.54351960205144301,0.57386841231827501,0.131570090890585,0.23427531490211301,0.33698053891364099,0.15320384144753499,0.184031443690027,0.21485904593251801,0.13794720325694601,0.165536643908335,0.19312608455972399,0.17693104255574299,0.23235805634741899,0.28778507013909599,0.26244377840711502,0.33415161257806297,0.40585944674901198,7.3433291448890201E-2,0.10787488020371599,0.14274393381029701]
[232.5,930,93000000,7.2254163301971305E-2,9.9604359135697998E-2,0.12695455496942501,0.11814820563419,0.13327971058355001,0.14841121553291101,0.108118707516054,0.13445401465701701,0.16078932179798,0.36207589761522002,0.46590648590193701,0.56973707418865405,0.19281281831059,0.222476328819911,0.25213983932923301,0.50874479673995798,0.53883185461167604,0.56891891248339399,0.130435219211473,0.23225454849389801,0.33407387777632402,0.151881059627587,0.18244249235752899,0.21300392508746999,0.13675745286490901,0.16410894343789101,0.19146043401087301,0.175074775419399,0.22991391120047899,0.28475304698155801,0.25968907869285401,0.33062586088346901,0.40156264307408501,7.2677079149750995E-2,0.106749777174724,0.141249913016637]
[235,940,94000000,7.1609543226335406E-2,9.8668779529916095E-2,0.12572801583349699,0.117498838088819,0.13246936958127201,0.14743990107372501,0.10705424835886999,0.133109392657908,0.15916453695694599,0.357450399118041,0.45995455768865601,0.56245871625927002,0.190345275362793,0.219629163880145,0.248913052397498,0.50224712581162201,0.531949912821987,0.561652699832352,0.12876915139088099,0.22928792773172099,0.32980670407256102,0.14993916831399701,0.18010985462108201,0.210280540928167,0.135010815382545,0.16201297845905399,0.18901514153556301,0.173258348594168,0.22752231503477099,0.28178628147537399,0.25699298961081102,0.32717512518237801,0.39735726075394401,7.1936956473997796E-2,0.10564861250804999,0.13978767989943799]
[237.5,950,95000000,7.0978494099660006E-2,9.7752896336887093E-2,0.124527298574114,0.116863141409723,0.13167608836014999,0.146489035310577,0.106012198850988,0.13179307847319399,0.15757395809540001,0.35443183508887099,0.456070376033474,0.55770891697807701,0.188735037294053,0.21777119687775301,0.24680735646145299,0.49800677561539303,0.52745878922705602,0.55691080283871897,0.127681885330341,0.227351928470863,0.32702197161138402,0.14867192789981501,0.17858762070892401,0.208503313518033,0.133870967451517,0.16064516094181999,0.18741935443212401,0.17148051693830099,0.22518162892068599,0.27888274090307202,0.25435366029891698,0.32379703654867698,0.39324041279843802,7.1212415328260503E-2,0.10457063025541199,0.13835623063733901]
[240,960,96000000,7.0360591829790001E-2,9.6856094043712704E-2,0.123351596257635,0.11624068838323499,0.13089933380292901,0.14555797922262201,0.104991858691397,0.130504187484204,0.15601651627701199,0.349998384173692,0.45036556787055898,0.55073275156742596,0.186370122284684,0.21504244879001999,0.24371477529535601,0.49177882232729703,0.520862516120847,0.54994620991439602,0.12608498203215401,0.22450846290419199,0.32293194377623102,0.146810728220025,0.176351911337469,0.20589309445491299,0.132196831738186,0.15863619808582299,0.18507556443345999,0.16974008784932601,0.222890283258283,0.27604047866724002,0.25176931701435301,0.32048932476151198,0.38920933250867101,7.0502968789726006E-2,0.10351510596636999,0.136954603234866]
[242.5,970,97000000,6.9755429812906805E-2,9.5977782519469507E-2,0.122200135226032,0.11563106941271099,0.130138594776531,0.144646120140351,0.103992556457455,0.12924187155136799,0.154491186645281,0.34710385878023398,0.446640994753978,0.54617813072772103,0.18482616528663701,0.21326095994611899,0.241695754605602,0.487712677152777,0.51655589999514595,0.54539912283751402,0.125042387770499,0.22265200679543001,0.320261625820361,0.14559560310659,0.17489227934145199,0.204188955576315,0.13110381121409101,0.15732457345690901,0.183545335699728,0.16803591859814701,0.22064677427049101,0.27325762994283498,0.249238259158338,0.31724981321738199,0.38526136727642601,6.98081500148727E-2,0.102481345064731,0.13558187536646499]
[245,980,98000000,6.9162618041265805E-2,9.5117395720210496E-2,0.12107217339915501,0.115033891619701,0.129393381010421,0.14375287040114099,0.103013648131508,0.12800531715303401,0.15299698617456001,0.342850738422807,0.44116822958817098,0.53948572075353496,0.18255760616781699,0.21064339173209701,0.23872917729637699,0.48173798941076901,0.510227870504954,0.53871775159914004,0.12351042976191499,0.21992418360667501,0.31633793745143601,0.143810168054711,0.172747579919379,0.201684991784046,0.12949775490314699,0.15539730588377601,0.181296856864406,0.16636691382966801,0.218449660716242,0.27053240760281599,0.24675885554428201,0.31407641415374399,0.38139397276320502,6.9127511215016299E-2,0.10146868132435,0.13423716235252101]
[247.5,990,99000000,6.8581782265011298E-2,9.4274390472451494E-2,0.119966998679892,0.114448777999602,0.12866322204294101,0.14287766608628,0.102054515716796,0.126793743637095,0.15153297155739301,0.34007276031754902,0.43759362540861102,0.53511449049967297,0.18107592046266799,0.208933754380001,0.23679158829733499,0.47783553041526,0.50609462092368895,0.53435371143211896,0.12250980969253999,0.21814246725865499,0.31377512482477099,0.14264400824027301,0.17134676599593801,0.20004952375160301,0.12844873429150899,0.15413848114981099,0.17982822800811299,0.16471674298290401,0.21627340151708799,0.26783006005127202,0.244329540892126,0.31096712416209799,0.37760470743206997,6.8460622693944997E-2,0.10047647543731,0.13291961525804999]
[250,1000,100000000,6.8012563204281604E-2,9.3448245329647406E-2,0.118883927455013,0.11387536662796199,0.12794766623086801,0.14201996583377399,0.10111456593641401,0.12560640157750899,0.15009823721860499,0.335989187633084,0.43233902820433601,0.52868886877558796,0.17889794605572101,0.20642070698737,0.23394346791901999,0.47209896748192998,0.50001879889215195,0.52793863030237398,0.121038914074672,0.21552337251051401,0.31000783094635498,0.140929803922723,0.16928763032180799,0.19764545672089201,0.126906687507957,0.15228802500954799,0.17766936251113899,0.16311470298628999,0.21416458520037901,0.26521446741446802,0.24194881253301301,0.30792001997028601,0.37389122740755798,6.7807071943294994E-2,9.9504113668011096E-2,0.13162841910546899]
[252.5,1010,101000000,6.7454615808120594E-2,9.26384594966016E-2,0.11782230318508299,0.113313309913945,0.127246279817811,0.141179249721678,0.10019322900955301,0.124442571228459,0.14869191344736599,0.33332085680346202,0.42890551426916101,0.52449017173485901,0.17747483890075799,0.204778660270105,0.232082481639453,0.46835050595593503,0.49604865415763,0.52374680235932503,0.120077783500733,0.213811971641612,0.30754615978249,0.13980970824553601,0.16794214953884501,0.19607459083215401,0.1258990624536,0.15107887494431901,0.176258687435039,0.16154479135549701,0.21209816764665701,0.26265154393781798,0.23961522730972401,0.30493325447534098,0.370251281640957,6.7166462791667797E-2,9.85510065872129E-2,0.130362791193533]
[255,1020,102000000,6.6907608556982107E-2,9.1844551817144696E-2,0.11678149507730699,0.112762273897696,0.12655864605740799,0.14035501821711899,9.9289957499733697E-2,0.123301561069435,0.14731316463913699,0.32939689177487103,0.42385629456325302,0.51831569735163496,0.17538212987822399,0.20236399601333599,0.22934586214844699,0.46283811034957401,0.49021025666057,0.51758240297156599,0.118664370850754,0.21129523176996501,0.30392609268917598,0.13816255544188399,0.16596355745153199,0.19376455946117899,0.124417273381069,0.14930072805728301,0.17418418273349701,0.160006079611172,0.21007292787797299,0.26013977614477402,0.237327398659441,0.30200505300970798,0.36668270735997499,6.6538414603798099E-2,9.7616587880548097E-2,0.12912197951516499]
[257.5,1030,103000000,6.6371222805865604E-2,9.1066059820783904E-2,0.115760896835702,0.11222193758865601,0.12588436438759301,0.13954679118653099,9.84042252301328E-2,0.12218270643508,0.145961187640027,0.32683184232708001,0.420555679464992,0.51427951660290505,0.174014194840793,0.200785609431684,0.22755702402257499,0.45923470741205302,0.48639374924824902,0.51355279108444596,0.11774043738715299,0.20965006453120599,0.30155969167525798,0.13708584748476599,0.16467019484450601,0.19225454220424501,0.123448641082518,0.14813836929902099,0.172828097515525,0.158481748741161,0.20806251110245899,0.25764327346375698,0.23508399386644499,0.29913370982496201,0.36318342578347901,6.5922561526372395E-2,9.6700313226439905E-2,0.127905261267444]
[260,1040,104000000,6.5845152165347198E-2,9.0302538824352796E-2,0.11475992548335801,0.11169199234202699,0.12522304965251299,0.138754106962999,9.7535526261481403E-2,0.121085368224073,0.144635210186665,0.32305830702935001,0.41570002742747197,0.50834174782559405,0.17200184035444699,0.198463661947439,0.22492548354043099,0.45393359153396201,0.48077912651715399,0.50762466150034502,0.116381202678563,0.2072297945654,0.298078386452237,0.13550188763234799,0.16276751136324699,0.19003313509414699,0.122023645489112,0.146428374586934,0.17083310368475599,0.15700250627385101,0.20611569671042501,0.25522888714699898,0.23288373147331401,0.29631758477838399,0.359751438083454,6.5318551777358694E-2,9.58016592387569E-2,0.12671194144756501]
[262.5,1050,105000000,6.53291019179814E-2,8.95535610849965E-2,0.113778020252012,0.11117214127088799,0.124574331368893,0.13797652146689801,9.6683373928374797E-2,0.12000893168179901,0.14333448943522401,0.32059065648920099,0.412524741805957,0.50445882712271295,0.17068593009210301,0.19694530395242599,0.22320467781275,0.45046698697257098,0.47710750770750798,0.50374802844244504,0.11549234799979401,0.20564708904044901,0.295801830081104,0.134466094373805,0.16152329629048601,0.18858049820716599,0.12109178557110099,0.145310142685322,0.16952849979954199,0.15555187996947001,0.204206660356262,0.252861440743054,0.23072537884005201,0.29355510020888298,0.35638482157771501,6.4726046975945306E-2,9.4920122469886806E-2,0.12554135152901599]
[265,1060,106000000,6.4822788467735495E-2,8.8818715001099405E-2,0.11281464153446299,0.11066209869157601,0.12393785303394,0.137213607376304,9.5847299930127902E-2,0.118952805251916,0.14205831057370399,0.31695906342818803,0.407851736028918,0.49874440862964797,0.168749389302568,0.19471083381065599,0.220672278318743,0.445365232524294,0.47170403659831101,0.49804284067232901,0.114184234803536,0.203317846665479,0.29245145852742299,0.132941759393335,0.15969223536882399,0.18644271134431201,0.119720379773082,0.14366445572769801,0.16760853168231399,0.15411271129051299,0.20230848431516499,0.25050425733981702,0.22860774984138099,0.29084473798975102,0.353081726138121,6.4144721510407607E-2,9.4055218470240703E-2,0.12439284821270399]
[267.5,1070,107000000,6.4325938820297704E-2,8.8097604358022802E-2,0.111869269895748,0.110161589600172,0.123313271472046,0.136464953343921,9.5026853472611306E-2,0.11791641949232699,0.14080598551204199,0.31458336770913897,0.40479477462572999,0.49500618154232201,0.16748259139059901,0.193249143912229,0.21901569643386001,0.442027781588269,0.46816920953166102,0.49431063747505299,0.113328498431514,0.201794112003053,0.29025972557459201,0.13194459224681501,0.15849441873550399,0.18504424522419199,0.118823237296683,0.14258788475601999,0.16635253221535701,0.15271665732526099,0.200471424425128,0.24822619152499401,0.22652970269315101,0.288185036746677,0.34984037080020303,6.3574261941422003E-2,9.3206480900494604E-2,0.123265812248099]
[270,1080,108000000,6.3838290092256805E-2,8.7389847615743602E-2,0.11094140513923099,0.10967034917806601,0.122700256217793,0.13573016325752099,9.4221600457763496E-2,0.116899226051371,0.13957685164497699,0.31108585609710399,0.40029430012494999,0.48950274415279599,0.16561765926425201,0.19109729915106,0.21657693903786801,0.43711435012648497,0.46296519878987902,0.48881604745327401,0.11206867597405799,0.19955085670890901,0.28703303744376102,0.130476577712343,0.15673101103251,0.182985444352676,0.117502454115889,0.14100294493906701,0.16450343576224399,0.151346921841119,0.19866912036130999,0.245991318881501,0.22449013789951899,0.28557458923032703,0.346659040561135,6.3014366438528799E-2,9.2373460693151097E-2,0.122159647319875]
[272.5,1090,109000000,6.3359589047299006E-2,8.6695077235708004E-2,0.110030565424117,0.10918812232474601,0.122098488932916,0.13500885554108599,9.3431122717716406E-2,0.11590069670037299,0.13837027068302901,0.30879706940994101,0.39734917019661498,0.485901270983289,0.16512524628033901,0.19052913032346799,0.21593301436659701,0.43389896725427102,0.45955965886608302,0.48522035047789502,0.111244240844803,0.19808285742263501,0.28492147400046602,0.12951591564766601,0.155577045015794,0.18163817438392199,0.116638124452649,0.13996574934317901,0.16329337423370899,0.14998594090679601,0.19687399081671,0.243762040726624,0.222487996313109,0.28301203983354301,0.34353608335397601,6.2464744247615202E-2,9.1555725260254406E-2,0.121073778995839]
[275,1100,110000000,6.28895916577039E-2,8.6012939044400105E-2,0.10913628643109601,0.108714663216064,0.121507662855069,0.13430066249407399,9.2655017290696098E-2,0.11492032241896501,0.13718562754723301,0.30542634837091298,0.39301184533021899,0.480597342289525,0.164395641833292,0.18968727903841401,0.21497891624353599,0.42916362047062301,0.45454426469200399,0.47992490891338502,0.110030083560791,0.19592091409549001,0.28181174463018899,0.12810115687628401,0.15387760917456,0.179654061472837,0.115365211787917,0.13843825414550001,0.16151129650308299,0.14866641173179401,0.19513791456159801,0.24160941739140099,0.220522257300997,0.28049608224397299,0.34046990718694797,6.1925115187445499E-2,9.0752857744319307E-2,0.12000765373224]
[277.5,1110,111000000,6.2428062689542797E-2,8.5343091631313803E-2,0.108258120573085,0.10824973488638399,0.120927482276389,0.13360522966639399,9.1892895736064295E-2,0.113957612529844,0.13602232932362401,0.30321978745379702,0.39017252062069402,0.47712525378759202,0.16391514529986001,0.18913285996137699,0.214350574622894,0.42606372908054801,0.45126104639176301,0.476458363702979,0.10923526314634099,0.19450564713302601,0.279776031119711,0.12717503136128699,0.15276512913520501,0.17835522690912201,0.114531927123712,0.13743831254845401,0.160344697973197,0.14737115207040899,0.19343390035081701,0.239496648631225,0.21859193700982499,0.27802545722358402,0.33745897743734299,6.1395209173404998E-2,8.99644563097525E-2,0.11896073793285]
[280,1120,112000000,6.1974775310098797E-2,8.4685205779175404E-2,0.107395636248252,0.10779310883311401,0.120357662049994,0.13292221526687401,9.1144383486053707E-2,0.113012093879889,0.13487980427372401,0.29996908529522698,0.38598963181371099,0.472010178332195,0.163203088099003,0.18831125549885,0.213419422898696,0.42149695759479899,0.44642419702244801,0.47135143645009803,0.108064332414976,0.192420673534831,0.27677701465468502,0.12581068205850099,0.151126246131248,0.17644181020399499,0.113304328810633,0.13596519457275899,0.15862606033488599,0.14608212392692299,0.19173359766911299,0.23738507141130299,0.21669608672385199,0.27559895050713101,0.33450181429040998,6.0874765766758099E-2,8.9190133472231606E-2,0.117932517058449]
[282.5,1130,113000000,6.15295107161314E-2,8.4038963924419799E-2,0.106548417132708,0.10734456464223301,0.11979792712268,0.13225128960312801,9.0409119231924406E-2,0.112083310064752,0.13375750089758001,0.29784039743052299,0.38325051139957,0.46866062536861702,0.162734086558008,0.18777009987462501,0.21280611319124099,0.41850644519012298,0.44325682635728098,0.46800720752443897,0.107297559208481,0.19105534777428501,0.27481313634008903,0.12491726359593699,0.15005305444146,0.175188845286984,0.112500446077993,0.13500053529359199,0.15750062450919,0.14483316655154699,0.190090672150348,0.23534817774915001,0.214833791310197,0.27321539081220803,0.33159699031421902,6.0363533747839503E-2,8.8429515463693195E-2,0.116922494783595]
[285,1140,114000000,6.1092057781707197E-2,8.3404059646063206E-2,0.105716061510419,0.10690388963353301,0.11924801209222199,0.13159213455091101,8.9686754342428204E-2,0.111170820694266,0.13265488704610501,0.29470341623852903,0.37921395471869501,0.463724493198862,0.16203897294182701,0.18696804570210801,0.21189711846239001,0.41409940481455398,0.43858915456165098,0.46307890430874799,0.10616758700633799,0.18904330543475401,0.27191902386317102,0.123600676743596,0.14847154462492901,0.17334241250626201,0.111315784756899,0.133578941708279,0.15584209865965901,0.143589015967761,0.18844952590341499,0.23331003583906901,0.213004167745904,0.27087364795403801,0.32874312816217199,5.9861270711708901E-2,8.7682241630743299E-2,0.11593019219777401]
[287.5,1150,115000000,6.0662212724403301E-2,8.2780197181243201E-2,0.104898181638083,0.106470878524364,0.118707660787761,0.13094444305115699,8.8976952312613503E-2,0.110274200696175,0.131571449079736,0.29264855059682598,0.37656982613562201,0.46049110167441798,0.161581074994432,0.18643970191665299,0.21129832883887301,0.41121258275803202,0.43553160646952799,0.45985063018102501,0.105427402204903,0.18772532331383199,0.27002324442276199,0.12273826280953801,0.14743559617974999,0.17213292954996201,0.11053977482248099,0.132647729786977,0.154755684751473,0.14238398051307599,0.18686455503485899,0.23134512955664199,0.21120636372186,0.268572631058619,0.32593889839537799,5.9367742684902303E-2,8.6947963864453401E-2,0.114955147048228]
[290,1160,116000000,6.0239778788776899E-2,8.2167090965816494E-2,0.10409440314285601,0.106045333110778,0.118176625871904,0.13030791863302901,8.8279388241140302E-2,0.109393039655878,0.13050669107061499,0.28961942551445402,0.372672054889923,0.45572468426539098,0.16090233367540499,0.18565653885623601,0.210410744037067,0.40695703733424898,0.43102438900455398,0.45509174067485902,0.104336276444581,0.18578245142427899,0.26722862640397799,0.121466973526298,0.145908498687078,0.170350023847857,0.10939583657306499,0.13127500388767799,0.153154171202291,0.14118239447417,0.18527951576731699,0.22937663706046399,0.209439556318921,0.26631128686829297,0.32318301741766597,5.8882723762006102E-2,8.6226346059651196E-2,0.113996913021949]
[292.5,1170,117000000,5.9824565946067103E-2,8.1564465198516595E-2,0.103304364450966,0.10562706196501601,0.117654668463226,0.129682274961436,8.7593748334400201E-2,0.108526941190037,0.129460134045675,0.28763460742885999,0.37011806102978401,0.45260151463070702,0.16045515841587199,0.185140567402929,0.20982597638998701,0.40416860473525601,0.42807104910131999,0.45197349346738303,0.103621320686998,0.18450939244776601,0.26539746420853499,0.120633977742759,0.14490788789831399,0.16918179805386899,0.108646274530554,0.130375529436665,0.15210478434277599,0.14001906417321699,0.18374958131328001,0.22748009845334399,0.20770295075192799,0.26408859813421298,0.320474245516497,5.8405995760868898E-2,8.5517063601939697E-2,0.11305505906449601]
[295,1180,118000000,5.9416390609165801E-2,8.0972053427272497E-2,0.102527716245379,0.105215880148386,0.117141557777967,0.129067235407548,8.6919729435849302E-2,0.107675522352032,0.128431315268215,0.28470787006339099,0.36635203868451,0.447996207305629,0.15979224336801601,0.18437566542463399,0.208959087481252,0.40005687476608198,0.42371615230601201,0.44737542984594197,0.102567072042222,0.182632184401713,0.26269729676120301,0.119405687883588,0.14343244215284701,0.16745919642210599,0.10754099506417999,0.12904919407701601,0.150557393089852,0.13887600897536401,0.18224645962632699,0.22561691027729,0.20599577917759701,0.26190358209053999,0.31781138500348299,5.7937347895344202E-2,8.4819802880799502E-2,0.112129168733441]
[297.5,1190,119000000,5.9015075361960198E-2,8.03895981563853E-2,0.10176412095081,0.10481160893861199,0.116637070789793,0.12846253264097399,8.62570385790737E-2,0.106838413067389,0.12741978755570499,0.28278957789037901,0.36388364802070799,0.44497771815103698,0.159355453362821,0.18387167695710099,0.20838790055138101,0.39736188599798999,0.420861782481743,0.444361678965495,0.101876077077851,0.18140179030699,0.26092750353612898,0.11860063028046799,0.14246539125153801,0.166330152222607,0.106816551502998,0.128179861803598,0.14954317210419801,0.13773419377389001,0.18074018685635801,0.22374617993882601,0.204317299562498,0.25975528900558498,0.31519327844867101,5.7476576464534197E-2,8.4134260827241597E-2,0.11121883958442]
[300,1200,120000000,5.8620448702207999E-2,7.9816850473346093E-2,0.101013252244484,0.104414075570815,0.11614099190657,0.127867908242324,8.5605392563200794E-2,0.106015255597447,0.12642511863169301,0.279960123369354,0.36024280580615398,0.44052548824295401,0.15870785417452701,0.183124447124454,0.20754104007438201,0.39338680240042201,0.416651613295071,0.43991642418971899,0.100856867122122,0.179586972579696,0.258317078037271,0.117413194572761,0.14103902030996299,0.164664846047165,0.10574800373153501,0.12689760447784201,0.14804720522414899,0.13662980496191701,0.17928810441537499,0.22194640386883299,0.202666794607651,0.25764280080537799,0.31261880700310601,5.7023484557571003E-2,8.3460144474576198E-2,0.110323682587883]
[302.5,1210,121000000,5.8232344797162203E-2,7.9253569694158796E-2,0.100274794591155,0.10402311299134499,0.115653112663168,0.12728311233499101,8.4964517549364293E-2,0.10520570402960901,0.125446890509853,0.27810506763776699,0.357855785563303,0.43760650348884,0.158315637725958,0.182671889683797,0.20702814164163699,0.39078063782950101,0.413891320711891,0.43700200359428099,0.100188648303527,0.178397133969035,0.25660561963454298,0.11663469281338899,0.140103868806327,0.16357304479926499,0.10504743686878699,0.126056924242544,0.14706641161630199,0.13552542640851301,0.177831177932603,0.220136929456693,0.201043570726438,0.255565229765506,0.31008688880457402,5.6577881773036902E-2,8.2797170540963194E-2,0.109443321574759]
[305,1220,122000000,5.78506032512155E-2,7.86995230261055E-2,9.9548442800995507E-2,0.10363855962371001,0.115173231429371,0.12670790323503101,8.4334148677016593E-2,0.104409423792669,0.12448469890832101,0.27536812489622398,0.35433398424146401,0.43329984358670498,0.15773360755631599,0.18200031641113401,0.206267025265951,0.386935500222854,0.40981878249409798,0.43270206476534201,9.9202758812019204E-2,0.17664164706834001,0.25408053532466202,0.11548610635375101,0.138724164339567,0.16196222232538199,0.10401381969248399,0.124816583630981,0.145619347569478,0.13445784024596499,0.17642768245614901,0.218397524666333,0.19944695707278601,0.25352171726727102,0.307596477461757,5.61395839521837E-2,8.2145065032491402E-2,0.108577392709392]
[307.5,1230,123000000,5.7475068884877502E-2,7.8154485246963598E-2,9.8833901609049604E-2,0.10326025914593,0.114701153132033,0.12614204711813501,8.3714029698955597E-2,0.10362609119578101,0.123538152692607,0.273573229484743,0.35202437617521998,0.43047552286569801,0.15734972266570099,0.18155737230657801,0.205765021947455,0.38441383978426802,0.40714799159946702,0.42988214341466502,9.8556208317868502E-2,0.17549039134151101,0.25242457436515298,0.114732867814579,0.137819359508976,0.160905851203373,0.103335968270196,0.12400316192423499,0.14467035557827401,0.13338907731713601,0.17501770129796901,0.21664632527880201,0.19787630461675401,0.25151143261453601,0.30514656061231898,5.5708412925165603E-2,8.1503562865620799E-2,0.10772554398817701]
[310,1240,124000000,5.71055915244481E-2,7.7618238399743203E-2,9.8130885275038202E-2,0.102888060278661,0.114236688990682,0.12558531770270301,8.3103912634013594E-2,0.10285539298973601,0.122606873345458,0.27092433441986202,0.34861587149614598,0.42630740857242999,0.156779992906138,0.18089999181477501,0.20501999072341201,0.380692378802997,0.40320644421607699,0.42572050962915797,9.7602031601648195E-2,0.17379137259681199,0.24998071359197699,0.113621254772982,0.13648406823339901,0.159346881693816,0.102335596447379,0.122802715736854,0.14326983502633001,0.13235655178820899,0.17366050118641599,0.21496445058462299,0.19633098526485099,0.249533571907813,0.30273615855077501,5.5284196269551E-2,8.0872407507893193E-2,0.106887434762465]
[312.5,1250,125000000,5.6742025801785598E-2,7.7090571502078195E-2,9.7439117202370903E-2,0.10252181658349099,0.113779656265815,0.12503749594813901,8.2503557436415298E-2,0.102097025949292,0.12169049446216799,0.26918671953638201,0.34637996999166798,0.423573220446954,0.15640417216053201,0.18046635249292101,0.204528532825311,0.37825117810597098,0.400620871434819,0.42299056476366698,9.6976112308326604E-2,0.17267685303880601,0.248377593769286,0.112892069381976,0.13560815651371499,0.158324243645454,0.101679373309567,0.122015247971481,0.142351122633394,0.13132169937390401,0.172295217176925,0.213268734979946,0.19481039102257899,0.247587356972397,0.30036432292221499,5.48667670804261E-2,8.0251350635889299E-2,0.106062735284365]
[315,1260,126000000,5.6384230963609602E-2,7.6571280269455505E-2,9.6758329575301297E-2,0.102161386270836,0.113329878019174,0.124498369767511,8.1912731680882103E-2,0.101350696475402,0.12078866126992301,0.266621690711832,0.34307938143066602,0.41953707214949998,0.15584635738871699,0.17982272006390501,0.203799082739092,0.37464752129128498,0.39680409513109199,0.41896066897089901,9.6052142466489299E-2,0.171031621024514,0.246011099582539,0.111815672779432,0.134315167911878,0.15681466304432501,0.100710668288301,0.120852801945961,0.140994935603621,0.13032260472129201,0.170982169063116,0.211641733404941,0.193313933196851,0.245672034337543,0.29803013547823598,5.44559637514462E-2,7.9640151809472703E-2,0.105251126274172]
[317.5,1270,127000000,5.6032070689814202E-2,7.6060166851519603E-2,9.6088263013224998E-2,0.101806632016922,0.112887182885352,0.12396773375378101,8.1331210262612197E-2,0.10061612021623099,0.119901030169849,0.264938657476672,0.34091371366483503,0.416888769852998,0.15547836532019499,0.17939811383099499,0.203317862341794,0.372282989975463,0.394299725941754,0.416316461908045,9.5445882397122206E-2,0.169952106921406,0.24445833144569001,0.111109406529706,0.13346678711190299,0.15582416769410001,0.100075054563161,0.120090065475793,0.14010507638842501,0.129320064526636,0.169659474818525,0.20999888511041401,0.191841041636095,0.243786874263869,0.29573270689164199,5.4051629766229702E-2,7.9038578161424899E-2,0.104452298508233]
[320,1280,128000000,5.5685412920296801E-2,7.5557039580738894E-2,9.5428666241180904E-2,0.10145742078933501,0.112451404854105,0.12344538891887499,8.0758775111325107E-2,9.9893021705931007E-2,0.119027268300537,0.26245357409852399,0.33771599608265901,0.41297841806679397,0.15493209341182301,0.178767800090565,0.202603506769307,0.36879163085543598,0.39060188859419898,0.41241214633296103,9.4550707386752197E-2,0.168358147336615,0.242165587286478,0.110066578972282,0.132214122302071,0.15436166563185899,9.9136536169973505E-2,0.118963843403968,0.13879115063796299,0.128352874689102,0.168388572306503,0.208424269923905,0.190391164005976,0.24193116981634499,0.29347117562671399,5.3653613499532203E-2,7.8446404101627898E-2,0.10366595242613701]
[322.5,1290,129000000,5.5344129689841599E-2,7.5061712732760896E-2,9.4779295775680103E-2,0.10111362368069,0.112022383062787,0.122931142444884,8.0195214918605498E-2,9.9181134020229905E-2,0.11816705312185399,0.26082259055786999,0.335617304026671,0.41041201749547201,0.154571683137397,0.17835194208161201,0.20213220102582699,0.366500212954812,0.38817495673170899,0.40984970050860697,9.3963194675149103E-2,0.16731201500830101,0.24066083534145299,0.109382168037851,0.13139199453327199,0.15340182102869299,9.8520575991690507E-2,0.118224691190029,0.13792880638836699,0.127381146978333,0.16710649035063899,0.206831833722944,0.188963765098804,0.240104235980411,0.29124470686201698,5.3261768027667203E-2,7.7863411035006005E-2,0.102891797756166]
[325,1300,130000000,5.5008096970624101E-2,7.4574006297828593E-2,9.4139915625033099E-2,0.100775115749976,0.11159996159836499,0.12242480744675401,7.9640324877831806E-2,9.8480198447905204E-2,0.117320072017979,0.25841377247811498,0.33251772193875101,0.40662167139938699,0.15403661895968901,0.177734560338102,0.201432501716516,0.363115982970586,0.38459058411400798,0.40606518525743002,9.3095489111265001E-2,0.165766967856283,0.23843844660130101,0.108371363304245,0.13017779616424599,0.15198422902424599,9.7610854885320203E-2,0.117133025862384,0.13665519683944799,0.126424368924654,0.16584413273255699,0.20526389654046001,0.18755832617481999,0.23830540881887599,0.28905249146293099,5.2875950947677101E-2,7.7289387092485895E-2,0.10212955315804199]
[327.5,1310,131000000,5.4677194521928998E-2,7.4093745762666294E-2,9.3510297003403506E-2,0.10044177587117201,0.111183989308505,0.121926202745837,7.9093906436016395E-2,9.7789964177310701E-2,0.11648602191860501,0.256832460895277,0.33048294600495198,0.40413343111462702,0.15368356501226799,0.17732719039877101,0.20097081578527401,0.36089433907107399,0.38223755267205101,0.40358076627302902,9.2525867425907404E-2,0.16475269250837599,0.23697951759084501,0.107707808693673,0.129380721418619,0.15105363414356501,9.7013650598014797E-2,0.11641638071761801,0.13581911083722101,0.12550210792630201,0.16463252668966799,0.203762945453034,0.18617434433364399,0.23653404466743999,0.28689374500123599,5.2496024204786003E-2,7.6724126874279194E-2,0.10137894588202601]
[330,1320,132000000,5.4351305746698803E-2,7.3620761902278994E-2,9.2890218057859103E-2,0.10011348658873399,0.110774319621238,0.12143515265374299,7.8555767056925394E-2,9.7110187997149294E-2,0.115664608937373,0.25449645042845198,0.32747705018366902,0.40045764993888699,0.153159383614664,0.176722365709227,0.20028534780379101,0.357612382048136,0.378761501416575,0.39991062078501299,9.1684386034182594E-2,0.16325434043841699,0.23482429484265099,0.10672757408601399,0.12820324448136999,0.14967891487672699,9.6131421407266104E-2,0.115357705688719,0.13458398997017301,0.124574061654133,0.16340803785110999,0.202242014048087,0.18481133191430499,0.23478951936678399,0.284767706819264,5.2121853927696402E-2,7.61674312048332E-2,0.100639711443525]
[332.5,1330,133000000,5.4030317554554702E-2,7.3154890581145507E-2,9.2279463607736395E-2,9.9790133979610895E-2,0.11037081037277301,0.12095148676593501,7.8025719994885501E-2,9.6440634010746804E-2,0.114855548026608,0.25296257571875702,0.32550331434398799,0.39804405296922002,0.15281348081495999,0.17632324709418501,0.199833013373409,0.35545737305050601,0.37647904565026702,0.39750071825002897,9.1131850413962906E-2,0.16227048874731201,0.23340912708066,0.106083936777465,0.12743009478756501,0.14877625279766399,9.5552129200453306E-2,0.114662555040544,0.133772980880635,0.123680281697033,0.16223407529269901,0.200787868888366,0.183468815922324,0.23307122752929599,0.28267363913626797,5.1753310271314801E-2,7.5619106898837399E-2,9.9911593312370497E-2]
[335,1340,134000000,5.3714120230949999E-2,7.2695972563312602E-2,9.1677824895675095E-2,9.9471607521434302E-2,0.10997332364300599,0.120475039764577,7.7503584078717699E-2,9.5781073363117294E-2,0.114058562647517,0.25069612108274802,0.322586920510889,0.39447771993903002,0.15229985802193299,0.175730605409922,0.199161352797912,0.35227312194986998,0.373106478624325,0.39393983529878002,9.0315422068204407E-2,0.160816746437772,0.23131807080733999,0.10513290615575099,0.12628769824806699,0.14744249034038301,9.4696164274889E-2,0.11363539712986701,0.13257462998484501,0.122779682579891,0.16104576129797801,0.199311840016064,0.18214633748246201,0.23137858183863599,0.28061082619480898,5.13902672665211E-2,7.5078966537707306E-2,9.9194342616009096E-2]
[337.5,1350,135000000,5.3402607312139402E-2,7.2243853330928906E-2,9.1085099349718396E-2,9.9157799966568094E-2,0.10958172559835,0.120005651230132,7.6989183505275297E-2,9.5131283980160797E-2,0.11327338445504601,0.24920758027380299,0.32067151873467298,0.39213545719554299,0.151960895769195,0.17533949511830199,0.19871809446740901,0.35018179427202201,0.37089147027735703,0.39160114628269199,8.9779215127330905E-2,0.159861969793054,0.22994472445877601,0.104508302663613,0.125537412345926,0.146566522028238,9.4133990205831297E-2,0.112960788246998,0.131787586288164,0.121913163134453,0.15990783956475399,0.19790251599505501,0.180843451315784,0.22971101238043001,0.27857857344507603,5.1032602676613199E-2,7.4546828256001396E-2,9.8487717855890194E-2]
[340,1360,136000000,5.3095675465664197E-2,7.1798382910786093E-2,9.0501090355908004E-2,9.88486072217135E-2,0.109195886341497,0.11954316546128101,7.6482347642089402E-2,9.4491050319365499E-2,0.112499752996642,0.247007620488053,0.31784068812800997,0.38867375576796598,0.15149674632551099,0.17480393806789801,0.198111129810284,0.34709094998724799,0.36761783412627902,0.38814471826531,8.8986737411679104E-2,0.15845087426875501,0.22791501112583101,0.10358519009355301,0.12442855151481701,0.14527191293608099,9.3303133916383202E-2,0.11196376069966001,0.130624387482937,0.121038801640817,0.15875410545030699,0.196469409259798,0.179559725239791,0.22806796600249199,0.27657620676519201,5.06801978600862E-2,7.4022515537261704E-2,9.7791484636361198E-2]
[342.5,1370,137000000,5.2793224376071701E-2,7.1359415708455498E-2,8.9925607040839295E-2,9.8543928232787903E-2,0.108815679767755,0.11908743130272301,7.5982910838658602E-2,9.38601631314291E-2,0.1117374154242,0.245562433100845,0.315981072004763,0.38639971090868203,0.15119540905948101,0.17445624122247799,0.19771707338547501,0.34506052205914001,0.36546732712715402,0.38587413219516697,8.8466145876121602E-2,0.15752390260595101,0.226581659335781,0.10297878842262,0.12370012999546399,0.14442147156830801,9.2757330279907499E-2,0.111308796335889,0.12986026239187001,0.12017720454854799,0.157617214169648,0.195057223790748,0.17829473969045601,0.226448905703064,0.274603071715671,5.0332937639421003E-2,7.3505857018795501E-2,9.7105415405438503E-2]
[345,1380,138000000,5.2495156635603703E-2,7.0926810349636896E-2,8.9358464063670096E-2,9.8243664874807707E-2,0.108440983427638,0.118638301980468,7.5490712245942698E-2,9.3238419232243797E-2,0.11098612621854501,0.243426084194481,0.31323209363260401,0.383038103070727,0.15074757461761801,0.173939509174175,0.19713144373073099,0.342059034052206,0.36228833176497099,0.38251762947773499,8.7696580118878195E-2,0.156153604395349,0.22461062867182099,0.10208238237477101,0.122623349559939,0.14316431674510599,9.1950493813766798E-2,0.11034059257652,0.12873069133927401,0.11934913237615601,0.15653006236669001,0.193710992357223,0.177048087265024,0.22485331004565601,0.27265853282628899,4.9990710175576998E-2,7.2996686304944894E-2,9.6429289206847998E-2]
[347.5,1390,139000000,5.2201377639602801E-2,7.0500429528355196E-2,8.8799481417107598E-2,9.7947721846526101E-2,0.108071678395379,0.11819563494423201,7.5005595643648296E-2,9.2625621284724194E-2,0.11024564692579999,0.24202238345281099,0.31142586106060199,0.38082933866839402,0.15045176422460499,0.173598189489928,0.19674461475525201,0.340086883973584,0.360199549154817,0.380312214336051,8.7190931661049201E-2,0.155253240559725,0.22331554945840201,0.10149339832302599,0.12191585042461001,0.142338302526195,9.1420355824641197E-2,0.109704426989569,0.127988498154498,0.118512088258342,0.15542552954390801,0.19233897082947299,0.17581937228456199,0.223280672599147,0.27074197291373198,4.9653406847903397E-2,7.2494841788415795E-2,9.5762891442769602E-2]
[350,1400,140000000,5.1911795486401902E-2,7.0080139861663199E-2,8.8248484236924496E-2,9.7656006569584897E-2,0.107707649143089,0.117759291716593,7.4527409274916703E-2,9.2021577589984999E-2,0.109515745905053,0.23994692585202901,0.30875523547136102,0.37756354509069301,0.150012086973276,0.173090869584549,0.196169652195822,0.33717093256619601,0.357111149008283,0.37705136545036999,8.6443298393089493E-2,0.15392199560810299,0.221400692823117,0.100622556368205,0.120869778076441,0.14111699978467701,9.0636512425130905E-2,0.10876381491015701,0.126891117395183,0.11770852192195801,0.15437080063946701,0.191033079356976,0.17460821037525001,0.221730501401873,0.26885279242849702,4.9320922139196602E-2,7.2000166479265701E-2,9.5106013646749393E-2]
[352.5,1410,141000000,5.16263208814733E-2,6.9665811750526996E-2,8.7705302619580802E-2,9.73684290919586E-2,0.10734878342026,0.117329137748562,7.4056005688046406E-2,9.1426101887404895E-2,0.108796198086763,0.239087938719342,0.30764992114621198,0.37621190357308198,0.14972163473046399,0.17275573238130401,0.19578983003214501,0.335254586811987,0.35508147097828702,0.37490835514458798,8.5951958735225598E-2,0.153047110196907,0.220142261658588,0.10005025014366099,0.120182312672569,0.14031437520147599,9.0121375182051794E-2,0.10814565021846199,0.126169925254872,0.11689498630549,0.15329724886188201,0.18969951141827401,0.17341422806748799,0.220202318448533,0.26699040882957698,4.89931535256488E-2,7.1512507841167403E-2,9.4458453266275694E-2]
[355,1420,142000000,5.1344867045628101E-2,6.9257319246589899E-2,8.7169771447551794E-2,9.7084901995477701E-2,0.106994972138369,0.11690504228126,7.3591241584902295E-2,9.0839013163138596E-2,0.10808678474137499,0.23781434078040001,0.306011100268897,0.37420785975739401,0.14928989427140099,0.172257570313155,0.19522524635490901,0.33242056696954903,0.35207984781183399,0.37173912865412001,8.5225333531242398E-2,0.15175327246124301,0.21828121139124301,9.92038940957857E-2,0.119165653273596,0.139127412451407,8.9359555789723696E-2,0.107231466947668,0.12510337810561301,0.116092908937141,0.15223881753186899,0.18838472612659601,0.172237062411949,0.21869565919876,0.26515425598557202,4.8670001371446697E-2,7.1031717634591499E-2,9.3820013454540996E-2]
[357.5,1430,143000000,5.1067349627067299E-2,6.8854539924526004E-2,8.6641730221984598E-2,9.6805340307233201E-2,0.106646109260314,0.116486878213395,7.3132977675686994E-2,9.0260135466662894E-2,0.107387293257639,0.236975040498274,0.30493111828822,0.37288719607816601,0.149004651845346,0.171928444436938,0.19485223702853,0.33055769004059798,0.35010680074192402,0.36965591144325,8.4747703791245299E-2,0.15090279909767701,0.217057894404108,9.8647567216694598E-2,0.118497382571273,0.13834719792585201,8.8858791493411998E-2,0.10663054979209401,0.124402308090777,0.115323928302142,0.15122978170160301,0.18713563510106301,0.17107636061173101,0.21721007210632701,0.26334378360092298,4.8351368827792902E-2,7.0557651766569196E-2,9.3190502870942493E-2]
[360,1440,144000000,5.0793686617097697E-2,6.8457354759712902E-2,8.6121022902327996E-2,9.65296614146708E-2,0.106302091694466,0.116074521974262,7.26810785397623E-2,8.9689297734967505E-2,0.106697516930173,0.235730519845405,0.30332971303636602,0.37092890622732799,0.148580631317872,0.17143918998216001,0.194297748646449,0.32780219650407999,0.34718834791023601,0.36657449931639102,8.4041213456696198E-2,0.149644813757076,0.21524841405745701,9.7824678679647004E-2,0.11750891280421,0.13719314692877299,8.8118080749459704E-2,0.10574169689935201,0.123365313049244,0.114543901022267,0.150200408217564,0.18585691541286101,0.16993177966985001,0.215745118167956,0.26155845666606198,4.8037161736134197E-2,7.0090170146713898E-2,9.2569735489893903E-2]
[362.5,1450,145000000,5.0523798269334501E-2,6.8065648010966096E-2,8.5607497752597697E-2,9.6257784984200304E-2,0.10596281919310099,0.115667853402001,7.2235412492229603E-2,8.9126333624019699E-2,0.10601725475581,0.23491031092214501,0.30227429714246601,0.36963828336278598,0.148300473998696,0.17111593153695601,0.19393138907521701,0.32599058143220599,0.34526959431260501,0.36454860719300503,8.3576727713082596E-2,0.148817744754417,0.21405876179575201,9.72836711307596E-2,0.11685904398024199,0.13643441682972399,8.7631096150397006E-2,0.105157315380476,0.12268353461055601,0.113774632739354,0.149185232988477,0.18459583323760001,0.168802986051305,0.214300370490803,0.25979775493030199,4.7727288535395103E-2,6.9629136549201401E-2,9.1957530417549505E-2]
[365,1460,146000000,5.0257607022225502E-2,6.7679307108092501E-2,8.5101007193959494E-2,9.5989632883148601E-2,0.105628194255002,0.115266755626855,7.1795851455994195E-2,8.8571081347155495E-2,0.105346311238317,0.23369397214749099,0.300709155336845,0.36772433852619901,0.14788396743945001,0.170635347045519,0.19338672665158799,0.323310395068995,0.34243090230425799,0.36155140953952097,8.2889546783772902E-2,0.147594141977228,0.21229873717068401,9.6483287410591104E-2,0.115897607438332,0.13531192746607301,8.6910628727730505E-2,0.104292754473277,0.121674880218823,0.11303817204519701,0.148219174418666,0.18340017679213499,0.16768965535904201,0.21287541387772099,0.25806117239640097,4.7421660173022101E-2,6.9174418480421995E-2,9.1353711716058994E-2]
[367.5,1470,147000000,4.9995037424737002E-2,6.7298222544033504E-2,8.4601407663330006E-2,9.5725129104898707E-2,0.105298122032045,0.114871114959192,7.1362270839050404E-2,8.8023383520067805E-2,0.104684496201085,0.23289227891519801,0.29967756478058499,0.366462850645973,0.14760874530884799,0.17031778304867101,0.19302682078849301,0.32154795469519398,0.34056423158576998,0.35958050847634598,8.2437669838917205E-2,0.14678952435603099,0.21114137887314499,9.59569750311422E-2,0.115265390738628,0.134573806446114,8.6436862781717902E-2,0.10372423533806099,0.121011607894405,0.11228961305169199,0.147231288878403,0.18217296470511399,0.16659147202313501,0.211469844429443,0.25634821683575099,4.7120190019661098E-2,6.8725887052034099E-2,9.0758108234997095E-2]
[370,1480,148000000,4.9736016065052402E-2,6.6922287771380595E-2,8.41085594777089E-2,9.5464199697064003E-2,0.104972510239568,0.114480820782072,7.0934549416742598E-2,8.7483087012077396E-2,0.104031624607412,0.23172006749049001,0.29816920449143902,0.36461834149238798,0.14719955701562201,0.169845642710334,0.192491728405045,0.31894002995389897,0.33780207473611901,0.35666411951833898,8.1769017363716404E-2,0.14559891357110699,0.20942880977849801,9.5178185379126895E-2,0.114329893412732,0.133481601446337,8.5735820012781502E-2,0.10288298401533801,0.120030148017894,0.111574017194912,0.14629287685265699,0.181011736510403,0.165508129002579,0.21008326916289899,0.25465840932321798,4.68227937872914E-2,6.8283416859164905E-2,9.0170553449625102E-2]
[372.5,1490,149000000,4.9480471502142E-2,6.6551399103058601E-2,8.3622326703975305E-2,9.5206772692553801E-2,0.104651269070343,0.11409576544813201,7.0512569218766696E-2,8.6950042803394606E-2,0.103387516388022,0.23095715923201701,0.29718752107061103,0.36341788290920402,0.14692915885068,0.169533644827707,0.19213813080473499,0.31722478890724198,0.33598539470283101,0.35474600049842098,8.1329242686799905E-2,0.144815845396394,0.208302448105987,9.4665977460800604E-2,0.113714619266937,0.13276326107307401,8.5274741724844103E-2,0.102329690069813,0.119384638414782,0.110845332515751,0.145331179692572,0.17981702686939299,0.164439327499078,0.20871530564489801,0.252991283790719,4.65293894506583E-2,6.7846885863515505E-2,8.9590885305667597E-2]
[375,1500,150000000,4.9228334200070299E-2,6.6185455616980901E-2,8.3142577033891399E-2,9.4952778043397301E-2,0.104334311112001,0.113715844180605,7.0096215420691804E-2,8.6424105848088906E-2,0.10275199627548599,0.22982513140157401,0.29573086761231998,0.36163660382306501,0.14652710262934701,0.16906973380309301,0.19161236497683801,0.31468624227367398,0.33329671896727803,0.35190719566088302,8.0678379267128397E-2,0.14365691002156999,0.20663544077601301,9.3907919616513194E-2,0.112804025393007,0.1317001311695,8.4592348498550102E-2,0.10151081819825999,0.11842928789797,0.110126363632313,0.144382305161288,0.17863824669026401,0.16338477668229001,0.207365581640471,0.25134638659865299,4.62398971718469E-2,6.7416175281141397E-2,8.9018946070296104E-2]
[377.5,1510,151000000,4.8979536464913501E-2,6.5824359064493507E-2,8.2669181664073499E-2,9.4702147557196595E-2,0.10402155126772999,0.11334095497826401,6.9685376239792401E-2,8.5905134942504693E-2,0.102124893645217,0.229078538276209,0.294770177928945,0.360461817581682,0.14626139932947901,0.168763153072476,0.19126490681547301,0.313016329586082,0.33152804800246299,0.35003976641884399,8.0250227100172697E-2,0.14289453703041,0.205538846960646,9.3409256691960305E-2,0.11220502175802601,0.131000786824091,8.4143454937767703E-2,0.100972145925321,0.117800836912875,0.109440225089357,0.14348284966859501,0.17752547424783299,0.16234419342598899,0.206033734775176,0.24972327612436299,4.5954239227854202E-2,6.6991169474692802E-2,8.8454582189035597E-2]
[380,1520,152000000,4.8734012384166601E-2,6.5468013782433596E-2,8.22020151807005E-2,9.44548148360881E-2,0.10371290668010499,0.112970998524122,6.9279942834992198E-2,8.5392992598870898E-2,0.10150604236275,0.227970633319276,0.29334456493289202,0.358718496546508,0.145866297943259,0.168307266857607,0.19074823577195499,0.310544428948409,0.32890995969267001,0.34727549043693101,7.9616452162666093E-2,0.14176602961617599,0.20391560706968601,9.2671113698792204E-2,0.11131834999184199,0.12996558628489199,8.3478976840817995E-2,0.10017477220898199,0.11687056757714499,0.108739960450611,0.14255862039445999,0.17637728033830799,0.16131730205463901,0.204719412210739,0.24812152236684001,4.5672339941019303E-2,6.6571755849908001E-2,8.7897644148317897E-2]
[382.5,1530,153000000,4.8491697768527402E-2,6.5116326608635797E-2,8.1740955448744199E-2,9.4210715218097998E-2,0.103408296657906,0.112605878097713,6.8879809210731904E-2,8.4887544923866298E-2,0.100895280637001,0.227239897710625,0.29240428014234798,0.35756866257407099,0.145605174188664,0.16800597021768901,0.19040676624671399,0.30891807124727499,0.32718741954684499,0.34545676784641499,7.9199467774764401E-2,0.141023542109147,0.202847616443529,9.2185465503292E-2,0.11073497990334499,0.129284494303397,8.3041791310478993E-2,9.96501495725748E-2,0.116258507834671,0.108048849597993,0.14164647254874399,0.17524409549949599,0.160303834099908,0.20342227033342,0.246540706566931,4.5394125612182298E-2,6.6157824756166106E-2,8.7347986343426595E-2]
[385,1540,154000000,4.8252530095948501E-2,6.4769206800731505E-2,8.1285883505514495E-2,9.3969785720781795E-2,0.103107642605785,0.11224549949078901,6.8484872124582402E-2,8.4388661501917206E-2,0.100292450879252,0.2261554254251,0.29100881948082802,0.35586221353655501,0.145216858769495,0.16755791396480099,0.18989896916010801,0.30651022608790801,0.324637174942569,0.34276412379722998,7.8582117055964698E-2,0.139924279859856,0.20126644266374599,9.1466462771681994E-2,0.109871299792813,0.12827613681394401,8.2394531990910999E-2,9.8873438389093196E-2,0.115352344787275,0.107390519971585,0.140783809616641,0.174177099261696,0.159303528066668,0.20214197445450699,0.244980420842346,4.5119524456446999E-2,6.5749269390914397E-2,8.6805466951585794E-2]
[387.5,1550,155000000,4.8016448457854403E-2,6.4426565958090404E-2,8.0836683458326397E-2,9.3731964987046196E-2,0.102810867956663,0.111889770926279,6.8095030998433795E-2,8.3896215283011596E-2,9.9697399567589398E-2,0.225440096612122,0.29008835961118701,0.35473662261025102,0.144978298550693,0.167282652173877,0.189587005797061,0.30492574131448302,0.32295898408039397,0.34099222684630398,7.8175869132355802E-2,0.13920090983261299,0.20022595053287001,9.0993326362338603E-2,0.10930295910597999,0.12761259184962101,8.1968602339994603E-2,9.8362322807993494E-2,0.114756043275992,0.106717032745962,0.13989488181266199,0.17307273087936201,0.15831612920804899,0.200878198522419,0.24344026783678799,4.4848466541430897E-2,6.5345985707794998E-2,8.6269947809962402E-2]
[390,1560,156000000,4.77833935074281E-2,6.40883179467652E-2,8.0393242386102196E-2,9.3497193233054901E-2,0.102517898106712,0.11153860298036999,6.7710187833101398E-2,8.3410082474829297E-2,9.9109977116557196E-2,0.224390021733369,0.28873716031867402,0.35308429890397802,0.144638321772948,0.16689037127647899,0.18914242078000901,0.30257949365466402,0.32047397983854198,0.33836846602241999,7.7574312356446698E-2,0.13812977047142799,0.198685228586409,9.0292728958524901E-2,0.108461387834326,0.12663004671012601,8.1337901073055899E-2,9.7605481287667106E-2,0.11387306150227799,0.10605217997195,0.139017350518991,0.17198252106603301,0.157341389309157,0.19963062484586999,0.24191986038258301,4.4580883727889403E-2,6.4947872328305303E-2,8.5741294298359694E-2]
[392.5,1570,157000000,4.7553307409873499E-2,6.3754378827303906E-2,7.9955450244734397E-2,9.3265412198124606E-2,0.10222866035284101,0.111191908507558,6.7330247126193302E-2,8.2930142438992993E-2,9.8530037751792698E-2,0.22371025012790599,0.28786245420870299,0.35201465828949902,0.144413456014089,0.166630910785487,0.188848365556885,0.30103528526144901,0.31883844729304001,0.336641609324631,7.7178391510434999E-2,0.13742478896500901,0.19767118641958401,8.98316269769735E-2,0.107907503136974,0.12598337929697501,8.0922798136469007E-2,9.7107357763762794E-2,0.113291917391057,0.10539579666002601,0.138150997967915,0.170906199275804,0.15637906647904001,0.19839894382762199,0.240418821176203,4.4316709612609501E-2,6.4554830456834605E-2,8.5219375226395402E-2]
[395,1580,158000000,4.7326133794566301E-2,6.3424666785304201E-2,7.9523199776041997E-2,9.3036565096523902E-2,0.10194308383254,0.110849602568556,6.6955115793098902E-2,8.2456277591260604E-2,9.7957439389422404E-2,0.22270083413979999,0.286563573341654,0.35042631254350798,0.144078795000423,0.16624476346202699,0.188410731923631,0.29874830129200503,0.316416211583467,0.33408412187492997,7.6592030242953801E-2,0.136380706912198,0.19616938358144301,8.9148737117317994E-2,0.107087202512876,0.125025667908434,8.0308027574933605E-2,9.6369633089920304E-2,0.112431238604907,0.10477191244596901,0.13733385896505301,0.16989580548413599,0.15542892495057101,0.19718285370833799,0.238936782466106,4.4055879473472399E-2,6.4166763798926801E-2,8.4704062724962198E-2]
[397.5,1590,159000000,4.7101817709011402E-2,6.3099102064587395E-2,7.9096386420163395E-2,9.2810596571091697E-2,0.10166109946600101,0.11051160236091,6.6584703090957695E-2,8.1988373305483198E-2,9.73920435200087E-2,0.22203462332319601,0.28570631677617098,0.349378010229146,0.14385743013362801,0.16598934246187799,0.18812125479012801,0.29724285287705399,0.314821731273009,0.33240060966896401,7.6206047639884394E-2,0.13569342156285499,0.19518079548582601,8.8699216183326698E-2,0.106547229195825,0.124395242208324,7.99033437311929E-2,9.5884012477431502E-2,0.11186468122367001,0.104131837524925,0.136488991927537,0.16884614633014799,0.15449073488786799,0.195982060320115,0.23747338575236199,4.3798330216588598E-2,6.3783578482627903E-2,8.4195232141785994E-2]
[400,1600,160000000,4.6880305574525903E-2,6.2777606902879604E-2,7.8674908231233201E-2,9.2587452648593999E-2,0.10138263990040999,0.110177827152226,6.6218920545479704E-2,8.1526317821164401E-2,9.6833715096849099E-2,0.221045280388419,0.28443326520568701,0.347821250022954,0.143527949978773,0.165609173052431,0.18769039612608801,0.29501291521541501,0.31245991557761699,0.32990691593981902,7.5634313302047604E-2,0.13467538440007501,0.19371645549810099,8.8033370916254503E-2,0.105747402868915,0.123461434821576,7.9303907824017805E-2,9.5164689388821305E-2,0.111025470953625,0.103499763540394,0.135654685727989,0.167809607915585,0.15356427220094901,0.194796276849245,0.23602828149753999,4.3544000325415902E-2,6.3405182982782707E-2,8.3692761940899502E-2]
[402.5,1610,161000000,4.6661545143574401E-2,6.2460105469888498E-2,7.8258665796202706E-2,9.2367080696745096E-2,0.101107639456314,0.109848198215882,6.5857681880492694E-2,8.1070002154465096E-2,9.6282322428437497E-2,0.220392272330172,0.283592997483677,0.346793722637182,0.14330999301450001,0.1653576842475,0.18740537548050101,0.29354478555566099,0.31090496104551202,0.32826513653536299,7.5257899385612698E-2,0.13400513717132101,0.19275237495702899,8.7856956848069406E-2,0.105535490847986,0.123214024847902,7.8909255660187597E-2,9.4691106792225102E-2,0.110472957924263,0.102900313261892,0.13486990989235101,0.16683950652280999,0.15264931836728399,0.193625223607826,0.23460112884836801,4.3292829811773202E-2,6.3031488048153006E-2,8.3196533605862599E-2]
[405,1620,162000000,4.6445485458683898E-2,6.21465238076752E-2,7.7847562156666397E-2,9.21494293828201E-2,0.100836034075972,0.10952263876912301,6.5500902950099596E-2,8.0619320012504297E-2,9.5737737074908999E-2,0.21942245836798899,0.28234507510586798,0.345267691843747,0.14298556906057999,0.16498334891605401,0.186981128771528,0.29136978607514202,0.30860133256345701,0.325832879051772,7.47002514154054E-2,0.13301218236722701,0.191324113319049,8.7594522345824904E-2,0.105220249403217,0.12284597646060801,7.8324587724994996E-2,9.3989505269994E-2,0.10965442281499301,0.10228364466151001,0.13405589810289201,0.16582815154427499,0.15174566025996,0.19246862781383201,0.23319159536770401,4.3044760168669399E-2,6.2662406631234804E-2,8.2706431546566803E-2]
[407.5,1630,163000000,4.6232076812871899E-2,6.1836789773218999E-2,7.7441502733566106E-2,9.1934448633791604E-2,0.100567761273611,0.10920107391342999,6.5148501673332498E-2,8.0174167710814398E-2,9.5199833748296298E-2,0.21878229741836799,0.28152133858981199,0.34426037976125501,0.142770942802384,0.16473570323351999,0.18670046366465601,0.28993760452453698,0.30708445210394603,0.32423129968335401,7.4333054727513906E-2,0.13235834744848099,0.190383640169449,8.7421002123432096E-2,0.105011813526318,0.122602624929204,7.7939598799689203E-2,9.3527518559627001E-2,0.10911543831956499,0.101674542547022,0.13325187418815099,0.16482920582927901,0.150853089982174,0.19132622337927399,0.231799356776374,4.27997343248675E-2,6.2297853820659201E-2,8.2222343009470997E-2]
[410,1640,164000000,4.6021270711520901E-2,6.1530832983085398E-2,7.7040395254649896E-2,9.1722089597923606E-2,0.1003027600875,0.108883430577077,6.4800397971196994E-2,7.9734444093816206E-2,9.4668490216435502E-2,0.21783150700329401,0.280297895041003,0.34276428307871198,0.142451452429838,0.164367060495967,0.18628266856209599,0.28781553770713902,0.30483688671132497,0.32185823571551098,7.3788978875041794E-2,0.13138955932341601,0.18899013977179099,8.7162845644808903E-2,0.104701710926996,0.12224057620918299,7.7369159735972304E-2,9.2842991683166801E-2,0.10831682363036101,0.101072868507101,0.13245765544310101,0.16384244237910101,0.14997140470777601,0.190197750706113,0.23042409670444999,4.2557696601111902E-2,6.1937746776066102E-2,8.1744157991120295E-2]
[412.5,1650,165000000,4.5813019835640803E-2,6.1228584760104898E-2,7.6644149684568993E-2,9.1512304607763606E-2,0.100040971033767,0.10856963745977,6.4456513706007204E-2,7.9300050458186305E-2,9.4143587210365406E-2,0.21720627470741399,0.27949336818968701,0.34178046167196002,0.142240071875116,0.16412315985590301,0.18600624783669001,0.28641799992873601,0.30335669884925198,0.32029539776976901,7.3430664961329203E-2,0.13075154118114199,0.18807241740095601,8.6992145781797106E-2,0.104496662920817,0.122001180059837,7.6993483432118995E-2,9.2392180118542805E-2,0.107790876804967,0.100503733092442,0.13171297894289899,0.162922224793357,0.149100406527613,0.189082956489596,0.229065506451579,4.23185926679472E-2,6.1582004665347002E-2,8.1271769154810103E-2]
[415,1660,166000000,4.5607278006458002E-2,6.0929978081979599E-2,7.6252678157501197E-2,9.1305047144470602E-2,9.9782336061883595E-2,0.108259624979297,6.4116772622912002E-2,7.8870890478993705E-2,9.3625008335075394E-2,0.21630432414453599,0.27833277003892498,0.34036121593331398,0.14192540194598099,0.16376007916843899,0.18559475639089801,0.284346956697413,0.30116317456661401,0.31797939243581602,7.2899671707133906E-2,0.12980604809076399,0.18671242447439401,8.6738178195348903E-2,0.104191592100511,0.121645006005672,7.6436760063328904E-2,9.1724112075994693E-2,0.107011464088661,9.9916361206342605E-2,0.130937599551677,0.16195883789701099,0.148239902301427,0.1879815935287,0.227723284755973,4.2082369505061702E-2,6.12305486041545E-2,8.0805071750262802E-2]
[417.5,1670,167000000,4.54040001512774E-2,6.0634947531735997E-2,7.5865894912194504E-2,9.1100271803426197E-2,9.9526798511752904E-2,0.10795332522008,6.3781100293523102E-2,7.8446870138490499E-2,9.3112639983457895E-2,0.21570862700461399,0.27756624798387902,0.33942386896314303,0.14171719732649399,0.163519843069031,0.18532248881156899,0.28298282070144298,0.29971836386120598,0.31645390702096898,7.2549922100950598E-2,0.12918327965934601,0.185816637217741,8.6570232851388498E-2,0.103989852876363,0.12140947290133799,7.6070062523189499E-2,9.1284075027827399E-2,0.10649808753246499,9.9336023714089103E-2,0.130171506141188,0.16100698856828699,0.14738970351507599,0.18689342054338301,0.22639713757169,4.1848975362091E-2,6.0883301597587099E-2,8.0343963536189097E-2]
[420,1680,168000000,4.5203142270563199E-2,6.0343429249947601E-2,7.5483716229332004E-2,9.0897934261073093E-2,9.9274303072326403E-2,0.10765067188358,6.3449424061555806E-2,7.8027897657445999E-2,9.2606371253336206E-2,0.214823378124155,0.27642714096858201,0.33803090381300799,0.14140722840431399,0.163162186620362,0.18491714483641,0.28096098269196801,0.29757695478665402,0.31419292688133998,7.2031545187063603E-2,0.12826025137900601,0.18448895757094899,8.6320345747110394E-2,0.10368968361085799,0.121059021474606,7.5526566056986794E-2,9.0631879268384105E-2,0.105737192479781,9.8788516829705894E-2,0.129455517402503,0.160122517975299,0.146549626142849,0.18581820199836799,0.225086777853888,4.1618359720822298E-2,6.05401884839551E-2,7.9888344705616204E-2]
[422.5,1690,169000000,4.5004661406188799E-2,6.0055360888653701E-2,7.5106060371118694E-2,9.0697991242930695E-2,9.9024795741691402E-2,0.107351600240452,6.3121672990400099E-2,7.7613883428918201E-2,9.2106093867436303E-2,0.214238685464652,0.275674779090545,0.33711087271643803,0.141202129470445,0.162925534004359,0.18464893853827399,0.27962906515463598,0.29616626793259798,0.31270347071055998,7.1690056465451596E-2,0.12765219237980899,0.18361432829416699,8.6155091852500601E-2,0.103491177408187,0.120827262963873,7.5168529192629799E-2,9.0202235031155806E-2,0.10523594086968199,9.8221720872133697E-2,0.12870725990307999,0.15919279893402499,0.14571949051467101,0.184755707933176,0.22379192535167999,4.13904732587402E-2,6.0201135880543502E-2,7.9438117813866699E-2]
[425,1700,170000000,4.4808515610806898E-2,5.9770681566904502E-2,7.4732847523001994E-2,9.0500400492740496E-2,9.8778223788567293E-2,0.10705604708439399,6.2797777812542005E-2,7.7204739954362903E-2,9.1611702096183897E-2,0.213369740914887,0.27455665191253897,0.33574356291018997,0.140896762498362,0.16257318749810901,0.18424961249785701,0.27765469939093801,0.29407513860223,0.310495577813521,7.1183851529921502E-2,0.12675083767317699,0.182317823816432,8.5909194951597198E-2,0.10319580125283299,0.120482407554069,7.4637793789590706E-2,8.95653525475089E-2,0.104492911305427,9.7661593102297606E-2,0.12796780543306099,0.15827401776382499,0.14489912118800199,0.183705713798162,0.22251230640832201,4.1165267813859097E-2,5.9866072131289798E-2,7.8993187709078996E-2]
[427.5,1710,171000000,4.4614663918295099E-2,5.9489331827865699E-2,7.4363999737436404E-2,9.0305120742693298E-2,9.8534535715152596E-2,0.10676395068761201,6.2477670880759603E-2,7.6800381781985005E-2,9.1123092683210505E-2,0.212795781413645,0.273818101083735,0.33484042075382398,0.14069469836036799,0.16234003656965501,0.183985374778943,0.27635387223098401,0.29269738080378399,0.30904088937658403,7.0850334435700907E-2,0.12615697305132401,0.18146361166694799,8.5746572026116699E-2,0.103000455421616,0.120254338817115,7.4288114362657101E-2,8.9145737235188496E-2,0.10400336010772,9.7108016534447894E-2,0.12723699955333601,0.15736598257222401,0.14408834682421701,0.182668000296306,0.221247653768396,4.0942696350789502E-2,5.9534927256296298E-2,7.8553461465165897E-2]
[430,1720,172000000,4.4423066315230998E-2,5.9211253597420403E-2,7.3999440879609801E-2,9.0112111684695004E-2,9.8293681221267998E-2,0.10647525075784101,6.21612861210213E-2,7.6400725447239595E-2,9.0640164773457904E-2,0.21194273610819001,0.272720432492156,0.33349812887612301,0.140393835068719,0.16199288661775199,0.18359193816678601,0.27442532617118898,0.290654780944754,0.30688423571831902,7.0355877742189599E-2,0.12527653740828701,0.180197197074384,8.55045787922393E-2,0.102709768427263,0.119914958062287,7.3769695804625807E-2,8.8523634965550907E-2,0.10327757412647599,9.6587373526094297E-2,0.12655658472519901,0.15652579592430399,0.143287000069314,0.181642353230519,0.219997706391724,4.0722712927988097E-2,5.9207632903104997E-2,7.8118848317112299E-2]
[432.5,1730,173000000,4.4233683713358299E-2,5.8936390144205701E-2,7.3639096575052895E-2,8.9921333942629897E-2,9.8055611169742901E-2,0.106189888396856,6.1848558987018298E-2,7.6005689415397204E-2,9.0162819843776207E-2,0.21137923714861301,0.27199534191917102,0.33261144668972897,0.140194734075198,0.161763154702152,0.18333157532910599,0.273154513363419,0.28930881254082602,0.30546311171823198,7.0030056366813601E-2,0.124696375877643,0.17936269538847099,8.5344524188916304E-2,0.102517507714735,0.119690491240553,7.3428084569789095E-2,8.8113701483746906E-2,0.10279931839770499,9.6046406049064795E-2,0.125842384813493,0.15563836357792099,0.14249491743874501,0.180628563356243,0.21876220927374199,4.0505272666143899E-2,5.8884122299661702E-2,7.7689259598515997E-2]
[435,1740,174000000,4.4046477923001502E-2,5.86646860410278E-2,7.3282894159054104E-2,8.9732749045578805E-2,9.7820277552995799E-2,0.105907806060413,6.1539426416264503E-2,7.5615194026089502E-2,8.9690961635914501E-2,0.21054170089039001,0.27091762982219297,0.33129355875399602,0.139898269178208,0.16142107982100901,0.18294389046380999,0.27127021028682902,0.287313072185512,0.30335593408419598,6.9546943621627597E-2,0.123836139407898,0.17812533519416901,8.5106342432885396E-2,0.102231399141942,0.11935645585099799,7.2921559019874196E-2,8.7505870823849002E-2,0.102090182627824,9.55116565890127E-2,0.125136394096174,0.15476113160333499,0.14171193920622799,0.17962642623914299,0.21754091327205899,4.0290331717654303E-2,5.8564330208901498E-2,7.7264608681282904E-2]
[437.5,1750,175000000,4.3861411627391503E-2,5.8396087127600603E-2,7.2930762627809606E-2,8.9546319401957203E-2,9.7587633460760395E-2,0.105628947519564,6.1233826787701201E-2,7.5229161439755804E-2,8.9224496091810407E-2,0.209988422272884,0.27020569042466702,0.33042295857644999,0.13970207400447601,0.16119470077439599,0.18268732754431499,0.27002838489367997,0.285997805505672,0.30196722611766402,6.9228554643956594E-2,0.123269212095617,0.17730986954727701,8.4948805090134999E-2,0.10204216221193101,0.119135519333726,7.2587739926912004E-2,8.7105287912294396E-2,0.101622835897677,9.4983018551361195E-2,0.124438471844196,0.15389392513703001,0.14093790929636901,0.178635742117667,0.21633357493896599,4.0077847237147399E-2,5.8248192884893003E-2,7.6844810917389594E-2]
[440,1760,176000000,4.3678448357868001E-2,5.81305404745531E-2,7.2582632591238302E-2,8.93620082745335E-2,9.7357633048911596E-2,0.10535325782329,6.0931699880747897E-2,7.4847515585915805E-2,8.87633312910837E-2,0.209190689432143,0.26917919596047801,0.329167702488814,0.139409917842586,0.16085759751067599,0.18230527717876599,0.268186819601622,0.28404733043827701,0.29990784127493197,6.8756399893572198E-2,0.122428487565595,0.17610057523761899,8.4714355262730495E-2,0.101760536504621,0.118806717746512,7.20927027738541E-2,8.6511243328624907E-2,0.100929783883396,9.4487515258766294E-2,0.12379137129543399,0.15309522733210101,0.14017267518094001,0.177656315770299,0.21513995635965799,3.9867777353010003E-2,5.7935648030475399E-2,7.6429783582631403E-2]
[442.5,1770,177000000,4.3497552469921E-2,5.7867994348658802E-2,7.2238436227396494E-2,8.9179779756295097E-2,9.7130231509349102E-2,0.105080683262403,6.0632986835740497E-2,7.4470182113195602E-2,8.8307377390650796E-2,0.20866675839953,0.26850501999939502,0.32834328159926002,0.13921656243855801,0.16063449512141301,0.182052427804268,0.26697300100556998,0.28276172687149098,0.29855045273741199,6.8445191870152106E-2,0.121874346748383,0.17530350162661401,8.4559277091526594E-2,0.101574253579456,0.118589230067385,7.1766412223703502E-2,8.6119694668444297E-2,0.10047297711318499,9.3970636641485097E-2,0.123108934169471,0.15224723169745599,0.139416087778679,0.176687956387308,0.21395982499593599,3.9660081139879698E-2,5.7626634756333797E-2,7.6019445822277307E-2]
[445,1780,178000000,4.3318689120040797E-2,5.7608398179235097E-2,7.1898107238429404E-2,8.8999598747127803E-2,9.6905385040895006E-2,0.104811171334662,6.0337630115703603E-2,7.4097088341038203E-2,8.7856546566372803E-2,0.20788760869314299,0.26750243765661702,0.327117266620092,0.13892863304331701,0.160302268896135,0.18167590474895301,0.26517273581148698,0.28085499438098299,0.29653725295048,6.79836264729166E-2,0.121052477750244,0.17412132902757199,8.4331937312280503E-2,0.10130116860072701,0.118270399889174,7.1282477003990305E-2,8.5538972404788402E-2,9.9795467805586402E-2,9.3459565649117199E-2,0.12243416487638401,0.15140876410365001,0.13866800135846699,0.17573047744682199,0.21279295353517699,3.9454718592065501E-2,5.7321093541452102E-2,7.5613718598556298E-2]
[447.5,1790,179000000,4.3141824243343598E-2,5.73517025256709E-2,7.1561580807998099E-2,8.8821430931276493E-2,9.6683050821167904E-2,0.104544670711059,6.0045573469403597E-2,7.3728163213032397E-2,8.7410752956661203E-2,0.207372628618639,0.26683977947251297,0.32630693032638802,0.138738061509253,0.16008237866452199,0.18142669581979201,0.26398598713260502,0.27959806164044698,0.29521013614829,6.7679359175740098E-2,0.12051069567517,0.17334203217460001,8.4191644814810104E-2,0.101132646515351,0.118073648215892,7.0963463154574899E-2,8.5156155785489906E-2,9.93488484164049E-2,9.2954204947166802E-2,0.12176693490500699,0.15057966486284799,0.13792827344574199,0.17478369659505699,0.211639119744371,3.9251650597858102E-2,5.7018966194893203E-2,7.5212524639904896E-2]
[450,1800,180000000,4.2966924531943E-2,5.7097859046035197E-2,7.1228793560127304E-2,8.8645242755557602E-2,9.6463186979394003E-2,0.10428113120323,5.9756761895633698E-2,7.3363337251797903E-2,8.6969912607962094E-2,0.20660676504603601,0.26585429325776699,0.32510182146949801,0.13845425794910601,0.1597549130182,0.18105556808729301,0.26222564811893301,0.27773361655607498,0.29324158499321601,6.7228030841991804E-2,0.11970705491762799,0.17218607899326499,8.3982732238060298E-2,0.100881696651816,0.117780661065572,7.0490260546269806E-2,8.4588312655523801E-2,9.8686364764777795E-2,9.2482277911464406E-2,0.121151101978878,0.14981992604629099,0.137196764732049,0.173847435530533,0.210498106329018,3.9050838914697503E-2,5.6720195818851599E-2,7.48157883919051E-2]
[452.5,1810,181000000,4.2793957414038498E-2,5.6846820466726802E-2,7.0899683519415099E-2,8.8471001408293296E-2,9.6245752570119497E-2,0.104020503731946,5.9471141608683303E-2,7.3002542515365906E-2,8.6533943422048495E-2,0.20610053384611601,0.26520289281669401,0.32430525178727099,0.13829099392515701,0.159566531452105,0.180842068979052,0.261065073803317,0.27650440612501898,0.29194373844672,6.6930474640079493E-2,0.119177222700958,0.17142397076183599,8.38444590496287E-2,0.10071560019985901,0.11758674135008899,7.0178282664255007E-2,8.4213939197106E-2,9.8249595729957007E-2,9.1987900685434207E-2,0.12049833345965701,0.14900876623388101,0.136473338987567,0.172921519892137,0.209369700796708,3.8852246145163E-2,5.6424726772931998E-2,7.4423435969850099E-2]
[455,1820,182000000,4.2622891033693398E-2,5.6598540553125201E-2,7.0574190072556997E-2,8.8298674798940893E-2,9.6030707547790098E-2,0.103762740296639,5.9188660004944403E-2,7.2645712554996897E-2,8.6102765105049398E-2,0.20534762817586,0.264234080373349,0.323120532570838,0.13804770810581399,0.15928581704517,0.18052392598452599,0.25934334732467101,0.27468085711268903,0.29001836690070798,6.6489046535431695E-2,0.11839121041257999,0.17029337428972799,8.3638536114472903E-2,0.100468241552141,0.11729794698981,6.9715459547033898E-2,8.3658551456440605E-2,9.7601643365847396E-2,9.1498956176173499E-2,0.119852738220868,0.148206520265563,0.13575786297654099,0.17200577915086601,0.208253695325192,3.8655835713755297E-2,5.6132504639604897E-2,7.4035395112872604E-2]
[457.5,1830,183000000,4.2453694231275603E-2,5.6352974081202302E-2,7.0252253931128897E-2,8.8128231538389695E-2,9.58180127421632E-2,0.103507793945937,5.8909265630614403E-2,7.2292782374382497E-2,8.5676299118150501E-2,0.204849945486412,0.26359367985383902,0.32233741422126599,0.13788657348625599,0.159099892484142,0.180313211482027,0.25820809089068297,0.27347846185733699,0.28874883282399,6.6197981816885298E-2,0.117872937010678,0.169547892204472,8.3502233270384404E-2,0.100304511916254,0.117106790562124,6.9410287402005194E-2,8.3292344882406305E-2,9.7174402362807305E-2,9.1015355322751804E-2,0.119214198667749,0.14741304201274499,0.13505020637547099,0.171100046505129,0.20714988663478601,3.84615718444394E-2,5.5843476190795001E-2,7.3651595139578002E-2]
[460,1840,184000000,4.22863365245362E-2,5.6110076810061103E-2,6.9933817095586007E-2,8.7959640919899995E-2,9.5607629834522603E-2,0.103255618749145,5.8632908150451198E-2,7.1943688390177105E-2,8.5254468629902894E-2,0.20410971908004999,0.26264118263977099,0.32117264619949099,0.137646461158554,0.15882283979833101,0.17999921843810901,0.25652372030464099,0.27169447795706603,0.28686523560949101,6.5766131723880294E-2,0.117103979447113,0.168441827170346,8.3299236919172195E-2,0.100060668738274,0.116822100557376,6.8957505978373204E-2,8.2749007174047901E-2,9.65405083697225E-2,9.0537011000345599E-2,0.118582599761946,0.146628188523546,0.13435024169397899,0.170204158779453,0.206058075864927,3.82694195389204E-2,5.5557589355559198E-2,7.3271966905123498E-2]
[462.5,1850,185000000,4.2120788090302001E-2,5.5869805455364602E-2,6.9618822820427195E-2,8.7792872900660901E-2,9.5399521334663895E-2,0.103006169768667,5.8359538317541898E-2,7.1598368393809703E-2,8.4837198470077604E-2,0.20362039144236899,0.26201153310599001,0.32040267476961098,0.137487421435046,0.15863933242505299,0.17979124341506,0.25541296223505799,0.27051802989411999,0.28562309755318299,6.5481348355352298E-2,0.116596890693969,0.16771243303258601,8.3164866227888296E-2,9.9899260042036503E-2,0.116633653856185,6.8658919276233202E-2,8.2390703131479906E-2,9.6122486986726499E-2,9.0092257997353195E-2,0.118002763323296,0.14591326864923901,0.13365784419823201,0.16931795632648799,0.20497806845474301,3.8079344555623298E-2,5.5274793188812399E-2,7.2896442759690094E-2]
[465,1860,186000000,4.19570197467585E-2,5.5632117663621902E-2,6.9307215580485207E-2,8.7627898083942696E-2,9.5193650558623097E-2,0.102759403033304,5.80891079440463E-2,7.12567615145277E-2,8.4424415085009197E-2,0.20289256455985999,0.261074991161584,0.31925741776330802,0.137250398612068,0.158365844552386,0.179481290492704,0.25376474484345102,0.26877233728042899,0.28377992971740701,6.5058767889098104E-2,0.115844438741302,0.16663010959350599,8.2964735867566794E-2,9.9658859548235806E-2,0.116352983228905,6.8215856249326606E-2,8.1859027499191897E-2,9.5502198749057202E-2,8.9624020051130904E-2,0.11738446889682699,0.145144917742523,0.13297289183684799,0.16844128293215599,0.20390967402746399,3.7891313389350902E-2,5.4995037841062903E-2,7.25249565082937E-2]
[467.5,1870,187000000,4.1795002936301097E-2,5.5396971987298801E-2,6.8998941038296596E-2,8.7464687701822294E-2,9.4989981607119398E-2,0.102515275512417,5.7821569872879897E-2,7.0918808183626197E-2,8.4016046494372498E-2,0.20241461628986501,0.260459984196517,0.31850535210316999,0.13709340626459501,0.15818469953607101,0.179275992807547,0.25267770061260603,0.26762100548754503,0.28256431036248397,6.4780064709881097E-2,0.115348176447696,0.16591628818551199,8.2832256220450706E-2,9.9499722411151195E-2,0.116167188601852,6.79236441019795E-2,8.1508372922375394E-2,9.5093101742771399E-2,8.9160789997381501E-2,0.116772787244972,0.14438478449256201,0.13229526516916901,0.16757398572386001,0.20285270627855201,3.7705293251594697E-2,5.4718274529118198E-2,7.2157443371885399E-2]
[470,1880,188000000,4.1634709708933501E-2,5.5164327860723901E-2,6.8693946012514204E-2,8.7303213598459203E-2,9.4788479344685594E-2,0.102273745090912,5.7556877950300199E-2,7.0584450099819104E-2,8.3612022249338003E-2,0.20172741442012301,0.25957571708471699,0.317424019749311,0.13685942185656999,0.15791471752681099,0.178970013197053,0.25106448479767202,0.26591238443624399,0.28076028407481601,6.4366458583660302E-2,0.114611704314783,0.164856950045906,8.2634933605829297E-2,9.9262694636270493E-2,0.11589045566671199,6.7489989905746006E-2,8.0987987886895194E-2,9.4485985868044395E-2,8.8702487922927398E-2,0.116167612844733,0.14363273776653801,0.13162484729582699,0.16671591508160999,0.20180698286739401,3.7521252051474302E-2,5.44444555077261E-2,7.1793839949694294E-2]
[472.5,1890,189000000,4.1476112706194203E-2,5.49341455767582E-2,6.8392178447322094E-2,8.7143448213903005E-2,9.4589109379461495E-2,0.10203477054502,5.7294986999362897E-2,7.0253630195709696E-2,8.3212273392056599E-2,0.20127291718547299,0.25899088608424897,0.31670885498302398,0.13670442384050799,0.15773587366212499,0.178767323483741,0.25000040302361798,0.26478537309490702,0.279570343166197,6.4093642931837599E-2,0.114125925424548,0.16415820791725799,8.2504305436426006E-2,9.9105781530340997E-2,0.115707257624256,6.7203950334388293E-2,8.0644740401265999E-2,9.4085530468143594E-2,8.8278280745383395E-2,0.115615081343191,0.142951881940999,0.13096152379151499,0.16586692455197699,0.20077232531243799,3.7339158377281002E-2,5.4173534042115903E-2,7.1434084182764396E-2]
[475,1900,190000000,4.1319185145589001E-2,5.47063862642026E-2,6.8093587382816206E-2,8.6985364568412396E-2,9.43918380436259E-2,0.101798311518839,5.7035852794216899E-2,6.9926292605319795E-2,8.2816732416422706E-2,0.20059654576741601,0.25812055521542498,0.31564456466343299,0.136473410840453,0.15746932020052201,0.17846522956059199,0.24842108556468101,0.263112655141087,0.277804224717493,6.3688728269011605E-2,0.11340492941778101,0.16312113056655,8.2309730096064598E-2,9.8872053834906895E-2,0.115434377573749,6.6779408412294697E-2,8.0135290094753703E-2,9.3491171777212598E-2,8.7829447688828693E-2,0.115022370388753,0.142215293088678,0.13030518263988,0.16502687076476,0.19974855888963999,3.71589814786056E-2,5.3905464381406899E-2,7.1078115318644303E-2]
[477.5,1910,191000000,4.1163900805513701E-2,5.44810118659146E-2,6.7798122926315499E-2,8.6828936247265995E-2,9.4196632374441605E-2,0.10156432850161699,5.6779432035206599E-2,6.9602382632638807E-2,8.2425333230071104E-2,0.200149187350704,0.25754491019392101,0.31494063303713699,0.13632037457187199,0.15729273989062201,0.178265105209371,0.24737924627722599,0.26200920170222303,0.27663915712721998,6.3421615537322201E-2,0.11292930521696699,0.16243699489661101,8.2180915308692107E-2,9.8717318998855705E-2,0.115253722689019,6.6499347881852106E-2,7.9799217458222493E-2,9.3099087034593006E-2,8.7385314454855798E-2,0.114435865831744,0.141486417208633,0.12965571417046101,0.164195613352279,0.19873551253409699,3.6980691249026303E-2,5.3640201732851903E-2,7.0725873877185194E-2]
[480,1920,192000000,4.1010234010647399E-2,5.4257985117608799E-2,6.7505736224570095E-2,8.6674137386048594E-2,9.4003460095895205E-2,0.101332782805742,5.6525682324752399E-2,6.9281846721156295E-2,8.2038011117560206E-2,0.199483414939748,0.25668821775335199,0.313893020566957,0.13609226493457299,0.15702953646296899,0.17796680799136499,0.24583276983476399,0.26037126697552998,0.27490976411629497,6.3025121226162495E-2,0.112223302591483,0.161421483956804,8.1989033384047602E-2,9.8486826686935203E-2,0.114984619989823,6.6083634010587006E-2,7.9300360812704404E-2,9.2517087614821802E-2,8.69458076087367E-2,0.113855470697204,0.14076513378567099,0.12901301099759799,0.163373014871178,0.19773301874475699,3.68042582093384E-2,5.3377702236886003E-2,7.0377301617407906E-2]
[482.5,1930,193000000,4.0858159617800503E-2,5.4037269527316502E-2,6.7216379436832396E-2,8.6520942656394595E-2,9.3812289600905194E-2,0.101103636545416,5.6274562143980397E-2,6.8964632424340699E-2,8.1654702704701099E-2,0.19904304012916901,0.25612155898973998,0.31320007785031101,0.13594115207288299,0.156855175468711,0.17776919886453901,0.244812482850988,0.259290640438949,0.27376879802691101,6.2763534445429897E-2,0.111757517966607,0.160751501487785,8.1861999704420194E-2,9.8334231352260895E-2,0.114806463000102,6.5809366993043794E-2,7.8971240391652597E-2,9.2133113790261303E-2,8.6510855237707004E-2,0.113281090020016,0.14005132480232599,0.12837696796124201,0.16255894072666799,0.19674091349209399,3.66296534913053E-2,5.3117922942950799E-2,7.00323415054004E-2]
[485,1940,194000000,4.0707653002199397E-2,5.3818829355480699E-2,6.6930005708762105E-2,8.6369327252172001E-2,9.3623089934082096E-2,0.100876852615992,5.6026030830075797E-2,6.8650688377032199E-2,8.1275345923988704E-2,0.198387632363973,0.25527820340952401,0.31216877445507601,0.13571589511162699,0.15659526359033901,0.17747463206905101,0.24329783360603899,0.25768641516338497,0.27207499672073199,6.2375200533783197E-2,0.11106604584842,0.159756891163057,8.1672759335575995E-2,9.81069121287102E-2,0.114541064921844,6.5402208647974303E-2,7.8482650377569199E-2,9.1563092107164096E-2,8.61103778578442E-2,0.112760048910599,0.139409719963354,0.12774748206959,0.16175325909911201,0.19575903612863399,3.6456848821911698E-2,5.2860821786066603E-2,6.9690937683207305E-2]
[487.5,1950,195000000,4.0558690044194198E-2,5.3602629595663802E-2,6.6646569147133503E-2,8.6219266876092104E-2,9.3435830775018006E-2,0.100652394673944,5.5780048554332398E-2,6.8339964267714798E-2,8.08998799810971E-2,0.197954091083031,0.254720337790665,0.31148658449829902,0.13556666154409799,0.15642307101242101,0.17727948048074299,0.24229843700559101,0.256627914462911,0.27095739192023099,6.2118969981932802E-2,0.110609798590278,0.159100627198624,8.1547466926364998E-2,9.7956408442036E-2,0.114365349957707,6.5133557212523993E-2,7.81602686550288E-2,9.1186980097533593E-2,8.5684170791906503E-2,0.11219717686490401,0.13871018293790099,0.12712445244349399,0.16095584087286499,0.19478722930223499,3.6285816508101601E-2,5.2606357564124698E-2,6.9353035438677796E-2]
[490,1960,196000000,4.0411247116372701E-2,5.3388635955844997E-2,6.6366024795317405E-2,8.6070737726728797E-2,9.3250482422088804E-2,0.10043022711744901,5.5536576300874697E-2,6.8032410811637703E-2,8.0528245322400702E-2,0.19730883183952999,0.25389004096998302,0.31047125010043702,0.13534419415005999,0.15616637786545401,0.176988561580847,0.240814642443414,0.25505636860942199,0.26929809477543099,6.1738547108881298E-2,0.10993241296428399,0.15812627881968599,8.1360813767537801E-2,9.77321970256399E-2,0.114103580283742,6.4734692971930394E-2,7.7681631566316398E-2,9.0628570160702498E-2,8.5262312777662094E-2,0.111640048411511,0.13801778404536,0.12650778026256199,0.160166559567293,0.19382533887202399,3.6116529421983498E-2,5.2354489915876101E-2,6.90185811762353E-2]
[492.5,1970,197000000,4.02653010710671E-2,5.3176814840288397E-2,6.6088328609509597E-2,8.5923716485932999E-2,9.3067015776748002E-2,0.100210315067563,5.5295575846026998E-2,6.7727979724755694E-2,8.0160383603484403E-2,0.196881989492035,0.25334079530225001,0.30979960111246602,0.13519680473689499,0.15599631315795501,0.17679582157901599,0.239835501136516,0.25401932109620301,0.26820314105588899,6.148750994373E-2,0.109485413114091,0.157483316284451,8.1237232907807197E-2,9.7583749285597696E-2,0.113930265663388,6.44714864000452E-2,7.7365783680054201E-2,9.0260080960063202E-2,8.4844737585897306E-2,0.111088576084549,0.137332414583201,0.12589736871290899,0.1593852912699,0.19287321382689099,3.5948960986485902E-2,5.2105179299589403E-2,6.8687522388538494E-2]
[495,1980,198000000,4.0120829228239403E-2,5.2967133331959501E-2,6.5813437435679606E-2,8.5778180306628996E-2,9.2885402328298505E-2,9.9992624349968001E-2,5.5057009738309202E-2,6.7426623698458504E-2,7.9796237658607799E-2,0.19624667496800799,0.252523294995598,0.30879991502318799,0.13497707715788801,0.15574278133602501,0.17650848551416101,0.23838162796432999,0.25247946617727401,0.26657730439021898,6.1114758805634301E-2,0.108821687873298,0.15652861694096101,8.1053118866012505E-2,9.7362587906124801E-2,0.113672056946237,6.4080665385395599E-2,7.68967984624747E-2,8.97129315395538E-2,8.4431380325362501E-2,0.110542674185132,0.13665396804490201,0.12529312293648401,0.158611914571471,0.191930706206457,3.5783085161447799E-2,5.1858386972356202E-2,6.8359807629000097E-2]
[497.5,1990,199000000,3.9977809363731499E-2,5.2759559175473099E-2,6.5541308987214705E-2,8.5634106800978202E-2,9.2705614139121706E-2,9.9777121477265196E-2,5.4820841279034298E-2,6.7128296375062194E-2,7.9435751471090096E-2,0.19582639614935299,0.25198249504512399,0.30813859394089399,0.13483149454099699,0.155574801393458,0.17631810824591901,0.23742213234597101,0.25146322619438899,0.265504320042807,6.0868758719784498E-2,0.10838365710818799,0.15589855549659101,8.0931212210843401E-2,9.7216151253269295E-2,0.113501090295695,6.3822739809065401E-2,7.6587287770878407E-2,8.9351835732691495E-2,8.4052995214156503E-2,0.11005098418541499,0.136048973156673,0.12469494998193301,0.15784631050317599,0.190997671024418,3.5618876430128697E-2,5.1614074970019699E-2,6.8035386485135504E-2]
[500,2000,200000000,3.9836219697868699E-2,5.2554060760551601E-2,6.5271901823234502E-2,8.5491474028898298E-2,9.2527623830351097E-2,9.9563773631803895E-2,5.4587034503488702E-2,6.6832952324036493E-2,7.9078870144584298E-2,0.19520080290957001,0.251177503743932,0.30715420457829401,0.13461445547586401,0.15532437170291999,0.176034287929976,0.235997284535404,0.249954113190724,0.26391094184604402,6.0503449568307402E-2,0.107733183159894,0.15496291675148099,8.0749595304278499E-2,9.6997989481358904E-2,0.113246383658439,6.3439721158813203E-2,7.6127665390575902E-2,8.8815609622338504E-2,8.3647730238085694E-2,0.10951572926448799,0.13538372829088999,0.124102758756928,0.15708836247556399,0.190073966194201,3.5456309786122797E-2,5.1372206087706603E-2,6.7714209552709598E-2]
[502.5,2010,201000000,3.9696038884402499E-2,5.2350607105977602E-2,6.5005175327552595E-2,8.5350260486925303E-2,9.2351404567972903E-2,9.9352548649020406E-2,5.4355554162674298E-2,6.6540547018940799E-2,7.8725539875207196E-2,0.19480533930594901,0.25066863513633098,0.30653193096671399,0.13447065104198899,0.155158443509987,0.17584623597798599,0.23538604465344601,0.249306724713596,0.26322740477374601,6.0351668565580698E-2,0.107462920047896,0.154574171530212,8.0640625342160405E-2,9.6867092636619495E-2,0.113093559931079,6.32754120481272E-2,7.5930494457752601E-2,8.8585576867378099E-2,8.3246497749338996E-2,0.10898580026317201,0.134725102777005,0.123516459981923,0.15633795621937199,0.189159452456821,3.5295360720664297E-2,5.1132743860938898E-2,6.7396228410656095E-2]
[505,2020,202000000,3.9557245999782498E-2,5.2149167844023001E-2,6.4741089688263503E-2,8.5210445097405801E-2,9.2176930049339204E-2,9.9143415001272703E-2,5.4126365705592899E-2,6.6251036815046099E-2,7.8375707924499396E-2,0.194216452660052,0.24991087658462599,0.30560530050919898,0.13425624390767901,0.15491105066270699,0.17556585741773501,0.23447551678748499,0.248342348425455,0.26220918006342397,6.0125845087832502E-2,0.107060815998232,0.153995786908632,8.0478199070957906E-2,9.66719830303579E-2,0.112865766989758,6.3030650470310104E-2,7.5636780564372105E-2,8.8242910658434107E-2,8.2849237859490804E-2,0.108461118083651,0.134072998307812,0.122935966145284,0.155594979728092,0.18825399331090001,3.5136005210309303E-2,5.0895652547307602E-2,6.70813955967417E-2]
[507.5,2030,203000000,3.9419820532745002E-2,5.1949713205338997E-2,6.4479605877932999E-2,8.50720071980091E-2,9.2004174490080803E-2,9.8936341782152507E-2,5.3899435262053499E-2,6.5964378927617806E-2,7.8029322593182196E-2,0.19382669117852799,0.249409345266488,0.30499199935444898,0.13411417571758599,0.154747125827984,0.17538007593838201,0.23387267548828999,0.24770385522146801,0.26153503495464597,5.9976512333283001E-2,0.10679491226691699,0.15361331220055099,8.0370590610358394E-2,9.6542721647808596E-2,0.11271485268525901,6.2868598976024703E-2,7.5442318771229699E-2,8.8016038566434696E-2,8.2455891860182998E-2,0.107941605186687,0.13342731851319201,0.122361191459744,0.15485932320224299,0.18735745494474201,3.4978219704982397E-2,5.0660897108687403E-2,6.6769664583949603E-2]
[510,2040,204000000,3.92837423742078E-2,5.1752214004289102E-2,6.4220685634370306E-2,8.4934926531547994E-2,9.18331126114037E-2,9.8731298691259295E-2,5.3674729625986697E-2,6.5680531410837406E-2,7.7686333195688198E-2,0.19324626100776701,0.248662468208524,0.30407867540928102,0.13390236055058499,0.15450272371221299,0.17510308687384199,0.23297460519207,0.24675267324106301,0.26053074129005599,5.9754317310287901E-2,0.10639926908821699,0.153044220866146,8.0210177595693197E-2,9.6350030404582704E-2,0.112489883213472,6.2627186108294902E-2,7.5152623329953899E-2,8.7678060551612896E-2,8.2098134797881403E-2,0.10747735737275101,0.13285657994762001,0.12179205182014199,0.154130878995276,0.18646970617040901,3.4821981116374398E-2,5.04284431939752E-2,6.6460989757557501E-2]
[512.5,2050,205000000,3.9148991807461203E-2,5.1556641624712803E-2,6.3964291441964402E-2,8.47991832360971E-2,9.1663719627758294E-2,9.8528256019419599E-2,5.3452216239245801E-2,6.5399453137341204E-2,7.7346690035436594E-2,0.192862094463193,0.248168136257785,0.30347417805237697,0.13376200258606499,0.15434077221469,0.17491954184331601,0.23237997679970801,0.246122878653454,0.25986578050719999,5.96073805502986E-2,0.10613763169415399,0.15266788283801,8.0103898028932696E-2,9.6222365315242295E-2,0.112340832601552,6.2467342319801E-2,7.49608107837611E-2,8.7454279247721298E-2,8.1712290237891796E-2,0.10696771172703,0.13222313321616799,0.12122846476238899,0.15340954156105899,0.18559061835972801,3.46672668066796E-2,5.0198257122333403E-2,6.6155326392886196E-2]
[515,2060,206000000,3.9015549498644199E-2,5.13629680061033E-2,6.3710386513562395E-2,8.4664757835398799E-2,9.1495971234867496E-2,9.8327184634336304E-2,5.3231863175881203E-2,6.51211037783547E-2,7.7010344380828294E-2,0.19228997312832399,0.24743195071659299,0.30257392830486302,0.133552726635813,0.154099299964399,0.174645873292986,0.23149408999757101,0.24518460069635201,0.25887511139513297,5.9388737679711603E-2,0.105748313521527,0.15210788936334299,7.9945463162414604E-2,9.6032050262168697E-2,0.112118637361923,6.2229204489244697E-2,7.4675045387093603E-2,8.7120886284942495E-2,8.1330191741591298E-2,0.10646301409728701,0.13159583645298301,0.122065598118254,0.154901208717353,0.187736819316452,3.4514054577661497E-2,4.9970305866921097E-2,6.5852630633697201E-2]
[517.5,2070,207000000,3.88833964874968E-2,5.11711656301857E-2,6.3458934772874398E-2,8.4531631229548404E-2,9.1329843598101798E-2,9.8128055966655206E-2,5.3013639126869301E-2,6.4845443784403406E-2,7.6677248441937504E-2,0.191911287447533,0.246944671347928,0.301978055248324,0.133414043134189,0.153939280539449,0.17446451794470799,0.23090749469518301,0.24456331427393099,0.25821913385267797,5.9244141503335797E-2,0.105490843799307,0.15173754609527901,7.9840489546157897E-2,9.5905953906055497E-2,0.111971418265953,6.2071520070853897E-2,7.4485824085024702E-2,8.6900128099195395E-2,8.0951785018201994E-2,0.105963192773146,0.13097460052808901,0.121506134866382,0.15418311932732101,0.18686010378826101,3.4362322660034902E-2,4.9744557039097297E-2,6.5552859471215294E-2]
[520,2080,208000000,3.8752514178379799E-2,5.0981207507882598E-2,6.3209900837385397E-2,8.4399784685946194E-2,9.1165313341189297E-2,9.79308419964324E-2,5.2797513385283303E-2,6.4572434366579307E-2,7.6347355347875206E-2,0.19134730132563199,0.24621895391165899,0.30109060649768499,0.13320725911197101,0.15370068359073599,0.174194108069501,0.230033525914456,0.243637659167462,0.25724179242046702,5.9028976860077798E-2,0.105107719000853,0.15118646114162801,7.9683994743160902E-2,9.57179692951384E-2,0.11175194384711599,6.1836585917045002E-2,7.4203903100453994E-2,8.6571220283863007E-2,8.0577016820999103E-2,0.10546817742327499,0.130359338025551,0.120952051068855,0.15347193464296299,0.185991818217071,3.4212049703154702E-2,4.9520978873079498E-2,6.5255970723757301E-2]
[522.5,2090,209000000,3.8622884331550901E-2,5.0793067166654202E-2,6.2963250001757398E-2,8.4269199830511204E-2,9.1002357535250697E-2,9.7735515239990203E-2,5.25834558318884E-2,6.4302037478345606E-2,7.6020619124802805E-2,0.19097399624907499,0.24573859811461901,0.30050319998016201,0.133070226394646,0.15354256891689899,0.17401491143915199,0.22945478949982401,0.24302469640572799,0.25659460331163197,5.8886673832871002E-2,0.104854332488122,0.150821991143374,7.9580300700183307E-2,9.5593409987415306E-2,0.111606519274647,6.1681014042289102E-2,7.40172168507469E-2,8.6353419659204803E-2,8.0205834922334004E-2,0.104977899062398,0.12974996320246199,0.120403269508626,0.152767555553671,0.18513184159871601,3.4063214765000599E-2,4.9299540211042797E-2,6.4961923016944895E-2]
[525,2100,210000000,3.8494489054691799E-2,5.0606718638199398E-2,6.2718948221706899E-2,8.4139858639144402E-2,9.0840953688147E-2,9.7542048737149695E-2,5.2371436921149102E-2,6.4034215797861296E-2,7.5696994674573401E-2,0.19041799745262999,0.24502315848684,0.29962831952105001,0.13286589958411801,0.153306807212444,0.17374771484077001,0.22859248151386599,0.242111391710923,0.25563030190797997,5.86749141736507E-2,0.10447727064593899,0.15027962711822801,7.9425709211468104E-2,9.5407711674751303E-2,0.111389714138035,6.1449214421341797E-2,7.3739057305610103E-2,8.6028900189878493E-2,7.9870775530537105E-2,0.10454381340595301,0.12921685128136901,0.119859714439446,0.15206988483665701,0.18428005523386901,3.3915797302448002E-2,4.9080210488644499E-2,6.4670675764483002E-2]
[527.5,2110,211000000,3.8367310794675001E-2,5.0422136446507101E-2,6.2476962098339299E-2,8.4011743429435404E-2,9.0681079734129894E-2,9.7350416038824494E-2,5.2161427667634999E-2,6.3768932710808204E-2,7.5376437753981507E-2,0.19004995541813699,0.24454957498657401,0.29904919455501,0.13273048415340999,0.15315055863855101,0.173570633123691,0.22802954741094,0.24151516580620999,0.25500078420148098,5.8536148034441599E-2,0.104230181959286,0.14992421588413099,7.9323273545870501E-2,9.5284663954490798E-2,0.111246054363111,6.1297890407894899E-2,7.3557468489473796E-2,8.5817046571052796E-2,7.9506459058828402E-2,0.10406256310545101,0.12861866715207301,0.119321311551016,0.151378827112222,0.18343634267342801,3.3769777161815298E-2,4.88629597209609E-2,6.4382189149485194E-2]
[530,2120,212000000,3.82413323295639E-2,5.0239295596245903E-2,6.2237258862927899E-2,8.3884836852604006E-2,9.0522714023785894E-2,9.7160591194967796E-2,5.19533996328101E-2,6.3506152293704196E-2,7.5058904954598396E-2,0.18950178035427401,0.243844202661749,0.29818662496922499,0.13252856329965901,0.15291757303806799,0.17330658277647701,0.22721394329743899,0.240651327040836,0.25408871078423301,5.8333300604011901E-2,0.10386898934081699,0.14940467807762201,7.9170549887741706E-2,9.5101209316372601E-2,0.11103186874500399,6.1078645447277098E-2,7.3294374536732501E-2,8.5510103626187897E-2,7.9145579534965996E-2,0.10358585290212299,0.128026126269281,0.11878798793511899,0.15069428880028199,0.18260058966544401,3.3625134569679097E-2,4.8647758488821503E-2,6.4096424106327002E-2]
[532.5,2130,213000000,3.8116536760838898E-2,5.0058171561480201E-2,6.19998063621214E-2,8.3759121885668503E-2,9.0365835314262594E-2,9.6972548742856796E-2,5.1747324912195497E-2,6.3245839297686401E-2,7.4744353683177306E-2,0.18913890758059601,0.24337727078385499,0.29761563398711399,0.132394736365467,0.152763157344769,0.173131578324072,0.22667370355799399,0.24007913763938099,0.25348457172076799,5.8199090622769498E-2,0.103630013404829,0.14906093618688901,7.9069352200895004E-2,9.4979648680343406E-2,0.110889945159792,6.0933421988166397E-2,7.3120106385799605E-2,8.5306790783432895E-2,7.8788088551233801E-2,0.10311361885094,0.127439149150645,0.118367623688795,0.150186858367618,0.182006093046442,3.3481850123947998E-2,4.8434577925528403E-2,6.3813342303010695E-2]
[535,2140,214000000,3.79929075058403E-2,4.98787402747028E-2,6.1764573043565398E-2,8.3634581823833196E-2,9.0210422759770398E-2,9.67862636957076E-2,5.1543176122891103E-2,6.2987959132748794E-2,7.4432742142606506E-2,0.18859842793684101,0.24268180065402301,0.296765173371205,0.13219518265081201,0.15253290305862899,0.17287062346644699,0.22586852966919199,0.23922634593995101,0.25258416221070901,5.7999295270298602E-2,0.103274255353746,0.14854921543719299,7.8918462097349207E-2,9.4798396543767094E-2,0.11067833099018499,6.0716980770018698E-2,7.2860376924022502E-2,8.5003773078026201E-2,7.8433938604732703E-2,0.102645798202103,0.126857657799474,0.11784374089109401,0.14951428755740001,0.18118483422370599,3.3339904785186399E-2,4.8223389703948398E-2,6.3532906124024402E-2]
[537.5,2150,215000000,3.7870428290423003E-2,4.9700978116174598E-2,6.1531527941926102E-2,8.3511200273089295E-2,9.0056455902347704E-2,9.6601711531606099E-2,5.1340926391445801E-2,6.2732477852420407E-2,7.4124029313395096E-2,0.18824062338458999,0.24222139038458201,0.296202157384575,0.13206292364222599,0.152380296510261,0.172697669378296,0.22533517045534901,0.238661443976902,0.251987717498455,5.7867102264057099E-2,0.10303887086814199,0.14821063947222801,7.8818474206997197E-2,9.4678289138892993E-2,0.110538104070789,6.0573606861193098E-2,7.2688328233431798E-2,8.4803049605670394E-2,7.80830830763386E-2,0.102182329373256,0.12628157567017401,0.117324731421744,0.14884797321983401,0.180371215017925,3.3199279868180602E-2,4.8014166023964501E-2,6.3255078653679894E-2]
[540,2160,216000000,3.7749083141815201E-2,4.9524861903558599E-2,6.1300640665302102E-2,8.3388961143020204E-2,8.9903914662883902E-2,9.6418868182747502E-2,5.1140549342064898E-2,6.24793621388684E-2,7.3818174935671901E-2,0.18772121757597099,0.24155303732202199,0.29538485706807199,0.13186569609098001,0.15215272625882301,0.17243975642666601,0.224540209690898,0.2378194694038,0.251098729116703,5.76702999896751E-2,0.10268844232855399,0.147706584667433,7.8669390947191595E-2,9.4499207418272793E-2,0.11032902388935401,6.0359911027811602E-2,7.2431893233373901E-2,8.4503875438936199E-2,7.7769022105562996E-2,0.10177619070289,0.125783359300218,0.116810527595629,0.14818782845946901,0.17956512932330901,3.3059957033739699E-2,4.78068796002767E-2,6.2979823659912601E-2]
[542.5,2170,217000000,3.7628856381673799E-2,4.9350368881842403E-2,6.1071881382010897E-2,8.3267848639806602E-2,8.9752779332389801E-2,9.6237710024973097E-2,5.09420190851433E-2,6.2228579288413202E-2,7.3515139491682993E-2,0.187385826852113,0.241121468375881,0.29485710989964897,0.13175586452555499,0.15202599752948601,0.172296130533418,0.2240135884634,0.23726170391015999,0.25050981935692002,5.7540082098296197E-2,0.10245657475665999,0.14737306741502401,7.8570596125078801E-2,9.4380533150247095E-2,0.110190470175415,6.0218348353967097E-2,7.2262018024760594E-2,8.4305687695553994E-2,7.7424464400007401E-2,0.10132100088398301,0.12521753736795899,0.116301062975284,0.147533767982609,0.17876647298993301,3.2921918280722301E-2,4.7601503650539903E-2,6.2707105578530306E-2]
[545,2180,218000000,3.7509732619331798E-2,4.9177476713536297E-2,6.0845220807740803E-2,8.3147847259423993E-2,8.9603030563509101E-2,9.6058213867594305E-2,5.0745310206114599E-2,6.1980097197442803E-2,7.3214884188771007E-2,0.186886032641921,0.240478350826002,0.294070669010082,0.131592002085551,0.151836925483328,0.172081848881105,0.22322863023483899,0.236430323420771,0.24963201660670201,5.7346212578499998E-2,0.10211136831579801,0.14687652405309701,7.8423279145242303E-2,9.4203573119589906E-2,0.109983867093937,6.0007341298049299E-2,7.2008809557659204E-2,8.4010277817268997E-2,7.7083067774319294E-2,0.10086998711846,0.124656906462601,0.115796272342282,0.14688570806058199,0.17797514377888199,3.2785145938282897E-2,4.7398011883828299E-2,6.2436889497894603E-2]
[547.5,2190,219000000,3.73916967452304E-2,4.9006163469141703E-2,6.0620630193052999E-2,8.3028941781026003E-2,8.9454649362261399E-2,9.5880356943496794E-2,5.0550397754604799E-2,6.1733884348712298E-2,7.2917370942819901E-2,0.18655503004835899,0.24005242837105101,0.29354982669374202,0.13148334093355599,0.15171154723102601,0.171939753528497,0.22270860870794701,0.23587954793261001,0.24905048715727399,5.7217929149961599E-2,0.10188294527212501,0.14654796139428899,7.8325654973653E-2,9.4086305059814801E-2,0.109846955145977,5.9867552687231998E-2,7.1841063224678398E-2,8.38145737621247E-2,7.6744788926034799E-2,0.100423092200111,0.124101395474187,0.115296091669399,0.14624356649400799,0.17719104131861699,3.2649622658331698E-2,4.7196378489415401E-2,6.2169141144022701E-2]
[550,2200,220000000,3.7274733924529901E-2,4.8836407617877997E-2,6.03980813112261E-2,8.2911117260508496E-2,8.9307617080011004E-2,9.5704116899513594E-2,5.03572572338832E-2,6.1489909798017599E-2,7.2622562362151893E-2,0.186061776249794,0.23941772679201401,0.29277367733423398,0.131321204918083,0.151524467213172,0.17172772950826201,0.22193344867904199,0.23505854510629701,0.24818364153355299,5.7026933812184398E-2,0.101542856634961,0.14605877945773699,7.8180079698307495E-2,9.3911437198576697E-2,0.109642794698846,5.96591794820805E-2,7.1591015378496506E-2,8.3522851274912602E-2,7.6409585340007302E-2,9.9980259962837895E-2,0.123550934585668,0.114800458093542,0.14560726257803899,0.17641406706253701,3.2515331408198102E-2,4.6996578125860798E-2,6.19038268660951E-2]
[552.5,2210,221000000,3.7158829590894497E-2,4.86681880186619E-2,6.0177546446429198E-2,8.2794359024248795E-2,8.9161915405654005E-2,9.5529471787059297E-2,5.0165864590598699E-2,6.1248143161230201E-2,7.2330421731861605E-2,0.18573507646183901,0.238997341035455,0.29225960560907099,0.131213683843378,0.15140040443466701,0.17158712502595599,0.221419892651811,0.23451461748605801,0.24760934232030499,5.6900548414256902E-2,0.101317813247835,0.14573507808141301,7.8083606572626196E-2,9.3795551797605806E-2,0.109507497022585,5.9521128860334102E-2,7.1425354632400906E-2,8.3329580404467807E-2,7.60774152705955E-2,9.9541435257123695E-2,0.123005455243652,0.114421677284734,0.145154379031423,0.17588708077811299,3.2382255463495602E-2,4.6798585910392598E-2,6.1640913622356901E-2]
[555,2220,222000000,3.70439694404451E-2,4.8501483911330599E-2,5.9958998382216099E-2,8.2678652663013594E-2,8.9017526358016102E-2,9.5356400053018694E-2,4.9976196204793599E-2,6.1008554601683501E-2,7.2040912998573403E-2,0.18524822178928699,0.23837087362592099,0.29149352546255503,0.13105325271589099,0.15121529159525901,0.171377330474627,0.220654332491837,0.23370378226286001,0.246753232033883,5.6712373407940303E-2,0.10098274652740399,0.14525311964686699,7.7939743028012598E-2,9.3622740100722399E-2,0.109305737173432,5.9315336193540402E-2,7.1178403432248405E-2,8.3041470670956505E-2,7.5782855110163999E-2,9.9161296820952802E-2,0.12253973853174201,0.11393444767976101,0.14452871383299701,0.175122979986233,3.22503784011779E-2,4.6602377408577401E-2,6.1380368966400103E-2]
[557.5,2230,223000000,3.6930139425874101E-2,4.8336274908100899E-2,5.9742410390327703E-2,8.2563984026030907E-2,8.8874432278454901E-2,9.5184880530879007E-2,4.9788228880186601E-2,6.0771114817897702E-2,7.1754000755608699E-2,0.18492576191181301,0.237955943636524,0.29098612536123503,0.130946852984443,0.15109252267435799,0.17123819236427201,0.220163603173886,0.23318403131857801,0.24620445946326999,5.6590513727496697E-2,0.100765761688247,0.144941009648997,7.7844399884669693E-2,9.3508212056584897E-2,0.1091720242285,5.9183421711336302E-2,7.1020106053603593E-2,8.2856790395870905E-2,7.5456474593975004E-2,9.8730080243280394E-2,0.12200368589258601,0.11345158784703099,0.14390865998164201,0.174365732116254,3.2119684092782201E-2,4.6407928624267202E-2,6.1122161033815098E-2]
[560,2240,224000000,3.6817325750718902E-2,4.8172540985257202E-2,5.9527756219795502E-2,8.2450339215220797E-2,8.8732615823660696E-2,9.5014892432100706E-2,4.96019398347156E-2,6.0535795031633199E-2,7.1469650228550896E-2,0.18444520865661901,0.23733758466844301,0.29022996068026802,0.13078809204525499,0.15090933697529399,0.17103058190533399,0.21944140912236901,0.232419126866165,0.245396844609961,5.6410550427654499E-2,0.10044531683291499,0.14448008323817599,7.7702219066565298E-2,9.3337421683617999E-2,0.10897262430067101,5.8989286478800397E-2,7.0787143774560496E-2,8.2585001070320602E-2,7.5133008189537595E-2,9.8302713813622905E-2,0.12147241943770801,0.112973039262807,0.14329414232538901,0.17361524538797099,3.1990156697854398E-2,4.6215215989816899E-2,6.0866258529199697E-2]
[562.5,2250,225000000,3.67055148637873E-2,4.8010262475061002E-2,5.9315010086334698E-2,8.2337704579580007E-2,8.8592059958649202E-2,9.4846415337718301E-2,4.9417306691332603E-2,6.0302566976263898E-2,7.1187827261195297E-2,0.184126898065406,0.23692799383416199,0.28972908960291799,0.13068279569663899,0.15078784118843,0.17089288668022001,0.21896281871332601,0.23191223272325401,0.244861646733182,5.6291421502759703E-2,0.100233194410526,0.14417496731829299,7.7607985486086897E-2,9.3224226468043403E-2,0.10884046745000001,5.8860635089990003E-2,7.0632762107988106E-2,8.2404889125986105E-2,7.4812417042028498E-2,9.78791461966734E-2,0.120945875351318,0.112498744443776,0.14268508704830199,0.17287142965282801,3.1861780657548203E-2,4.6024216356561697E-2,6.0612630713514103E-2]
[565,2260,226000000,3.6594693453731203E-2,4.7849420057875298E-2,5.9104146662019498E-2,8.2226066709715995E-2,8.8452747949939695E-2,9.4679429190163394E-2,4.9234307469043503E-2,6.0071402885457502E-2,7.0908498301871403E-2,0.18365252195972101,0.23631758340405301,0.28898264484838498,0.13052566785722999,0.15060653983526501,0.17068741181330099,0.21824919613975499,0.23115640666414899,0.244063617188543,5.6113982699619598E-2,9.9917244704934904E-2,0.14372050671025,7.7467459317826698E-2,9.3055423692755199E-2,0.108643388067684,5.8668803952878601E-2,7.0402564743454299E-2,8.2136325534029997E-2,7.4494662984320406E-2,9.7459326965714702E-2,0.120423990947109,0.112028646924028,0.14208142164092399,0.17213419635781901,3.1734540688395103E-2,4.5834906985547701E-2,6.0361247391772697E-2]
[567.5,2270,227000000,3.6484848443763603E-2,4.7689994754497499E-2,5.8895141065231298E-2,8.2115412432524695E-2,8.8314663358914802E-2,9.4513914285305006E-2,4.9052920574184498E-2,5.98422754821561E-2,7.0631630390127806E-2,0.18333830210839,0.235913256389473,0.28848821067055502,0.130421454110214,0.15048629320409301,0.170551132297972,0.21777626368507,0.23065550508579999,0.24353474648653001,5.5996520994040497E-2,9.9708090953674097E-2,0.14341966091330799,7.7374319695991095E-2,9.2943542561647899E-2,0.10851276542730499,5.8541673476662198E-2,7.0250008171994602E-2,8.1958342867327005E-2,7.4179708521834406E-2,9.7043206582605804E-2,0.11990670464337699,0.111562691232649,0.141483074871496,0.171403458510344,3.1608421776238897E-2,4.5647265538507398E-2,6.0112078901059803E-2]
[570,2280,228000000,3.6375966986515101E-2,4.7531967918693102E-2,5.8687968850871103E-2,8.2005728806008996E-2,8.8177790035353504E-2,9.4349851264698095E-2,4.8873124791927798E-2,5.9615157967846902E-2,7.0357191143765999E-2,0.18286999212093999,0.23531065162621001,0.287751311131479,0.130265934113548,0.150306847054094,0.17034775999464,0.21707104479710601,0.22990857970446199,0.242746114611817,5.5821556720904601E-2,9.9396547426508802E-2,0.142971538132113,7.7235420981772704E-2,9.2776694715909894E-2,0.108317968450047,5.8352101331478202E-2,7.0022521597773807E-2,8.1692941864069404E-2,7.3867516817791301E-2,9.6630736378296195E-2,0.11939395593880101,0.111100822871895,0.14088997675794099,0.17067913064398599,3.1483409170329803E-2,4.5461270069072801E-2,5.9865096098862002E-2]
[572.5,2290,229000000,3.6268036459024197E-2,4.7375321229926298E-2,5.8482606000828399E-2,8.1897003114232494E-2,8.8042112111134399E-2,9.4187221108036401E-2,4.8694899278010101E-2,5.9390024012112901E-2,7.0085148746215797E-2,0.18255978668387901,0.23491149021822599,0.28726319375257398,0.13016278646800999,0.150187830540012,0.17021287461201301,0.21660366004610701,0.229413553919802,0.242223447793497,5.5705729374891801E-2,9.9190303835904298E-2,0.142674878296917,7.71462515125967E-2,9.26695826096436E-2,0.108192913706691,5.8226462131866497E-2,6.9871754558239907E-2,8.1517046984613206E-2,7.3593708342094499E-2,9.6278244609521405E-2,0.118962780876948,0.11076010554449101,0.14048723040650701,0.17021435526852299,3.13594883775727E-2,4.5276899014218303E-2,5.9620270351705099E-2]
[575,2300,230000000,3.6161044457859302E-2,4.7220036686279297E-2,5.8279028914699202E-2,8.1789222862405406E-2,8.7907613994103503E-2,9.4026005125801601E-2,4.8518223550677003E-2,5.9166847742457701E-2,6.9815471934238302E-2,0.18209744474949,0.234316564935005,0.28653568512052102,0.13000884653340899,0.15001020753854799,0.17001156854368801,0.21590668183428199,0.22867535656641699,0.24144403129855199,5.5533195514519101E-2,9.8883087931465205E-2,0.142232980348411,7.7024037402666404E-2,9.2522776636129705E-2,0.10802151586959299,5.8039105160755798E-2,6.9646926192906994E-2,8.1254747225058099E-2,7.3286779175389796E-2,9.5872687024262604E-2,0.11845859487313599,0.110305742933344,0.13990361942639501,0.16950149591944599,3.12366451569265E-2,4.5094131185927797E-2,5.9377573524088803E-2]
[577.5,2310,231000000,3.60549787943669E-2,4.70660965975555E-2,5.8077214400744197E-2,8.1682375772097998E-2,8.7774280362100401E-2,9.3866184952102805E-2,4.8343077482836297E-2,5.8945603734392803E-2,6.9548129985949295E-2,0.18179117948534601,0.23392247360246801,0.28605376771958901,0.12990673851356599,0.149892390592576,0.16987804267158599,0.21544473766334801,0.22818609311655699,0.240927448569766,5.5418972046049703E-2,9.8679700224853797E-2,0.141940428403658,7.6942996353263404E-2,9.2425428546298094E-2,0.10790786073933301,5.7914928442315598E-2,6.9497914130778798E-2,8.1080899819241894E-2,7.2982507404067698E-2,9.5470640760088293E-2,0.117958774116109,0.109855314197619,0.13932506135520201,0.168794808512785,3.1114865513948198E-2,4.4912945763077E-2,5.9136977967707297E-2]
[580,2320,232000000,3.5949827490042399E-2,4.6913483578562197E-2,5.7877139667081898E-2,8.1576449776577006E-2,8.7642096157139707E-2,9.3707742537702504E-2,4.8169441294414701E-2,5.8726267001783398E-2,6.92830927091522E-2,0.181334705532886,0.23333509903128599,0.28533549252968698,0.12975435542618799,0.149716563953294,0.1696787724804,0.214755841718862,0.227456456014063,0.240157070309265,5.5248821259552501E-2,9.8376727650937898E-2,0.141504634042323,7.6822077721475798E-2,9.2280178726406897E-2,0.107738279731338,5.7729744064090503E-2,6.9275692876908601E-2,8.0821641689726706E-2,7.26808586652571E-2,9.5072060411984502E-2,0.117463262158712,0.10940876846823699,0.13875149085358901,0.168094213238941,3.09941356954784E-2,4.4733322283526701E-2,5.8898456510949701E-2]
[582.5,2330,233000000,3.58455787720212E-2,4.6762180542564397E-2,5.7678782313107697E-2,8.14714330162635E-2,8.7511046579742194E-2,9.3550660143220998E-2,4.7997295544910598E-2,5.85088129874409E-2,6.9020330429971202E-2,0.18103231309220999,0.23294599111129999,0.28485966913038901,0.12965327898152301,0.149599937286373,0.16954659559122201,0.214299234012895,0.226972844626561,0.23964645524022701,5.51361735076632E-2,9.8176145684563607E-2,0.14121611786146401,7.6741892219831395E-2,9.2183858337236496E-2,0.107625824454642,5.7607001840084403E-2,6.9128402208101306E-2,8.0649802576118201E-2,7.2381799186006998E-2,9.4676901354422305E-2,0.116972003522838,0.108966055749407,0.13818284370392001,0.16739963165843399,3.0874442184463301E-2,4.45552406364189E-2,5.8661982448670699E-2]
[585,2340,234000000,3.5742221068683799E-2,4.6612170694908597E-2,5.7482120321133298E-2,8.1367313834305996E-2,8.7381117083410897E-2,9.3394920332515896E-2,4.7826621126138898E-2,5.8293217553957499E-2,6.8759813981776094E-2,0.18059551361366,0.23238393295875301,0.28417235230384702,0.12950241984205099,0.14942586904852001,0.16934931825499,0.213618266354101,0.226251604686871,0.23888494301964,5.49683641540578E-2,9.7877342294725306E-2,0.14078632043539299,7.6622249123081604E-2,9.2040140714921198E-2,0.107458032306761,5.7423948663583302E-2,6.8908738396300004E-2,8.0393528129016595E-2,7.2085295770682206E-2,9.4285119724702604E-2,0.116484943678723,0.108527126899968,0.13761905678629999,0.16671098667263201,3.0755771694909801E-2,4.4378681054671E-2,5.8427529532223202E-2]
[587.5,2350,235000000,3.5639743005374903E-2,4.6463437526807198E-2,5.72871320482395E-2,8.1264080772267502E-2,8.7252293369248599E-2,9.3240505966229695E-2,4.7657399255159702E-2,5.8079456974774901E-2,6.8501514694390003E-2,0.18031347427647301,0.232021014693991,0.28372855511151002,0.12940234981527099,0.14931040363300499,0.16921845745073899,0.213166893893627,0.225773538156153,0.238380182418679,5.4857261782145797E-2,9.76795120508617E-2,0.14050176231957801,7.6542901962553297E-2,9.1944827357457307E-2,0.107346752752361,5.7302613725622203E-2,6.8763136470746694E-2,8.0223659215871101E-2,7.1791315788679297E-2,9.3896672406725099E-2,0.116002029024771,0.108091933615206,0.13706006805521301,0.16602820249521999,3.06381111669696E-2,4.42036241076613E-2,5.8195071959745402E-2]
[590,2360,236000000,3.5538133400229703E-2,4.6315964809283003E-2,5.7093796218336303E-2,8.1161722565921607E-2,8.7124561380712104E-2,9.3087400195502601E-2,4.74896114673884E-2,5.7867507925479698E-2,6.8245404383571004E-2,0.179892919364841,0.23147985947681801,0.28306679958879399,0.12925298977258501,0.149138065122213,0.169023140471841,0.21251304938137899,0.225081025420063,0.23764900145874601,5.4694928640445097E-2,9.7390459670996604E-2,0.14008599070154801,7.6424506868501704E-2,9.1802608860334395E-2,0.107180710852167,5.7126851632948498E-2,6.8552221959538195E-2,7.9977592286127899E-2,7.15366584096057E-2,9.3569750203232105E-2,0.115602841996858,0.107660428409128,0.136505816516762,0.16535120462439701,3.0521447762147401E-2,4.4030050694100903E-2,5.79645843666955E-2]
[592.5,2370,237000000,3.5437381260106697E-2,4.6169736587265302E-2,5.6902091914423802E-2,8.1060228141155197E-2,8.6997907298499294E-2,9.2935586455843405E-2,4.7323239609878401E-2,5.7657347475319497E-2,6.7991455340760704E-2,0.179614217796046,0.23112123613461799,0.28262825447319001,0.12915391225351799,0.14902374490790499,0.16889357756229201,0.212088593658318,0.224631467476821,0.237174341295323,5.4588901601742498E-2,9.7201666627592595E-2,0.13981443165344301,7.6345989633530703E-2,9.1708292425643601E-2,0.107070595217757,5.7012752308390202E-2,6.8415302770068298E-2,7.9817853231746297E-2,7.1247474196906899E-2,9.3187599358492704E-2,0.115127724520078,0.107232564597195,0.135956242206484,0.16467991981577401,3.0405768858631801E-2,4.38579420350853E-2,5.7736041816624797E-2]
[595,2380,238000000,3.5337475776623398E-2,4.60247371738359E-2,5.67119985710485E-2,8.0959586609974599E-2,8.6872317535565194E-2,9.2785048461155803E-2,4.7158265834774803E-2,5.7448953078932601E-2,6.7739640323090294E-2,0.179198618092033,0.230586457103719,0.28197429611540498,0.12900603086850901,0.148853112540587,0.16870019421266499,0.21145542318687399,0.223960851439861,0.236466279692848,5.4430902160551103E-2,9.6920330887920098E-2,0.13940975961528901,7.6228824027523803E-2,9.1567550813549906E-2,0.10690627759957599,5.6842547680556903E-2,6.82110572166683E-2,7.9579566752779704E-2,7.0960720103642599E-2,9.2808659865389803E-2,0.11465659962713701,0.106929999800103,0.135603709301682,0.16427741880325999,3.0291062046742399E-2,4.3687279667321902E-2,5.7509419792184997E-2]
[597.5,2390,239000000,3.5238406322290597E-2,4.5880951144619403E-2,5.6523495966948202E-2,8.0859787266611902E-2,8.6747778732262706E-2,9.2635770197913594E-2,4.69946725929314E-2,5.7242302568285199E-2,6.7489932543638997E-2,0.17892318766416701,0.23023204295021499,0.28154089823626299,0.12890792898505399,0.14873991805967801,0.16857190713430201,0.21103563130828901,0.223516233159854,0.23599683501141999,5.4326255849010803E-2,9.6733996384207904E-2,0.13914173691940501,7.6151120436812006E-2,9.1474211744219297E-2,0.106797303051627,5.6729702042866099E-2,6.8075642451439294E-2,7.9421582860012496E-2,7.0676365626221496E-2,9.2432891414070198E-2,0.114189417201919,0.10650877262512699,0.135062508446783,0.16361624426843799,3.0177315124492201E-2,4.3518045436527299E-2,5.7284694186359703E-2]
[600,2400,240000000,3.5140162446743901E-2,4.5738363332313001E-2,5.63365642178821E-2,8.0760819583728299E-2,8.6624277751605597E-2,9.2487735919482894E-2,4.6832442627687702E-2,5.7037374144810901E-2,6.7242305661933996E-2,0.17851247582562199,0.22970355345208701,0.280894631078552,0.12876150312770299,0.14857096514734999,0.168380427166997,0.21040939181128901,0.22285295799367699,0.235296524176065,5.4170307109058E-2,9.6456312148271606E-2,0.138742317187485,7.6035164389631704E-2,9.1334923077789301E-2,0.106634681765947,5.6561360528804103E-2,6.7873632634564904E-2,7.9185904740325802E-2,7.0394380769445597E-2,9.2060254366511607E-2,0.11372612796357701,0.10609105567660999,0.134525817599008,0.162960579521407,3.0064516093260801E-2,4.3350221490989202E-2,5.70618412939164E-2]
[602.5,2410,241000000,3.5042733873068901E-2,4.5596958821353499E-2,5.6151183769638097E-2,8.0662673208712607E-2,8.6501801674648604E-2,9.2340930140584504E-2,4.6671558968800798E-2,5.6834146371744998E-2,6.6996733774689204E-2,0.17824026600557699,0.229353283463059,0.28046630092053998,0.12866435705148299,0.148458873520942,0.16825338999040099,0.209994177940487,0.222413188463849,0.234832198987211,5.4067018384703902E-2,9.6272394980926906E-2,0.13847777157714999,7.5958260680963202E-2,9.1242544842376497E-2,0.10652682900379,5.6449745504588103E-2,6.7739694605505704E-2,7.9029643706423305E-2,7.0114736035962397E-2,9.1690709742584101E-2,0.113266683449206,0.10567680525878501,0.13399358061718999,0.16231035597559501,2.9952653153574899E-2,4.31837902752897E-2,5.6840837803069998E-2]
[605,2420,242000000,3.4946110494217697E-2,4.5456722942716001E-2,5.5967335391214297E-2,8.0565337960071107E-2,8.6380337795982504E-2,9.2195337631893901E-2,4.6512004926527503E-2,5.6632598166649603E-2,6.6753191406771703E-2,0.177834343204891,0.22883095632982201,0.27982756945475401,0.128519360897589,0.14829157026644901,0.168063779635309,0.209374742422857,0.221757119662918,0.23413949690298,5.3913086131617403E-2,9.5998301326196397E-2,0.138083516520775,7.5843496960395093E-2,9.1104688421938002E-2,0.10636587988348099,5.6283232967290597E-2,6.7539879560748695E-2,7.8796526154206806E-2,6.9837402415979105E-2,9.1324219206457696E-2,0.112811035996936,0.105265978398132,0.133465742288114,0.161665506178096,2.98417147009938E-2,4.30187345241827E-2,5.66216607873547E-2]
[607.5,2430,243000000,3.4850282369513402E-2,4.53176412688409E-2,5.5785000168168397E-2,8.0468803823906296E-2,8.6259873619340705E-2,9.2050943414775099E-2,4.6353764085852699E-2,5.6432708794122502E-2,6.6511653502392201E-2,0.17756530972838599,0.228484773547556,0.27940423736672598,0.12842316190018799,0.14818057142329399,0.1679379809464,0.20896402304954201,0.221322110434192,0.233680197818843,5.3811126685205601E-2,9.5816751087432497E-2,0.137822375489659,7.5767377733972199E-2,9.1013252521905605E-2,0.106259127309839,5.6172826108497102E-2,6.7407391330196506E-2,7.8641956551895903E-2,6.95623513772302E-2,9.0960745053344699E-2,0.112359138729459,0.104858532828514,0.13294224830742599,0.16102596378633799,2.9731689322096501E-2,4.2855037256623998E-2,5.6404287697694601E-2]
[610,2440,244000000,3.4755239721241102E-2,4.5179699608686098E-2,5.5604159496131102E-2,8.0373060950482994E-2,8.6140396853313206E-2,9.1907732756143307E-2,4.6196820300860003E-2,5.6234457858686103E-2,6.6272095416512106E-2,0.17716410346330899,0.22796851548587499,0.27877292750844201,0.12827957042333599,0.148014888950003,0.16775020747667099,0.20835126794160999,0.220673117120953,0.23299496630029501,5.3659174745636001E-2,9.5546183603198803E-2,0.13743319246076199,7.5653787650767898E-2,9.0876805897568802E-2,0.10609982414437,5.6008109331712103E-2,6.7209731198054498E-2,7.8411353064396894E-2,6.9327553431486597E-2,9.0660329026655606E-2,0.11199310462182401,0.104454426976679,0.13242304526100501,0.16039166354533199,2.9622565790567199E-2,4.2692681769946797E-2,5.6188696354670997E-2]
[612.5,2450,245000000,3.4660972931322101E-2,4.5042884002899998E-2,5.5424795074477798E-2,8.0278099650877802E-2,8.6021895407165802E-2,9.1765691163453803E-2,4.6041157689239803E-2,5.6037825297850202E-2,6.6034492906460601E-2,0.176898184312721,0.22762634010828101,0.27835449590383998,0.12818430674914599,0.147904969325938,0.16762563190273,0.207944961797218,0.22024278211855899,0.23254060243989999,5.3558525602903799E-2,9.5366966507211395E-2,0.13717540741151901,7.5578444084889604E-2,9.0786301736117403E-2,0.10599415938734499,5.5898888792870402E-2,6.7078666551444399E-2,7.8258444310018493E-2,6.9056828723602998E-2,9.0302531765322297E-2,0.111548234807042,0.104053619948125,0.13190808060680101,0.15976254126547701,2.9514333063376901E-2,4.2531651634181301E-2,5.5974864940978301E-2]
[615,2460,246000000,3.4567472538069001E-2,4.4907180719111997E-2,5.5246888900155097E-2,8.01839103937107E-2,8.5904357386761707E-2,9.1624804379812796E-2,4.5886760626930999E-2,5.58427913753438E-2,6.5798822123756595E-2,0.176501619395354,0.22711605436902199,0.27773048934269001,0.12804209569196801,0.14774087964457899,0.16743966359718901,0.20733876683064401,0.219600736912026,0.231862706993408,5.3408521593967098E-2,9.5099867532114801E-2,0.13679121347026299,7.5466003383452801E-2,9.0651235771586597E-2,0.10583646815972,5.57359354477504E-2,6.6883122537300499E-2,7.8030309626850605E-2,6.8788305029604604E-2,8.9947643424812804E-2,0.111106981820021,0.103656071513298,0.13139730265710201,0.15913853380090501,2.9406980277058101E-2,4.2371930686511503E-2,5.5762771994063501E-2]
[617.5,2470,247000000,3.4474729233020397E-2,4.4772576247338602E-2,5.5070423261656697E-2,8.0090483801955797E-2,8.5787771090581597E-2,9.1485058379207299E-2,4.5733613742894003E-2,5.56493366745116E-2,6.5565059606129295E-2,0.17623876833405699,0.22677782690044099,0.27731688546682498,0.127947749062501,0.14763201814904001,0.16731628723557901,0.20693679480753199,0.219174992349912,0.23141318989229301,5.3309158574964502E-2,9.4922940523788898E-2,0.136536722472613,7.5391424970128199E-2,9.0561650726312504E-2,0.105731876482497,5.5627879964249699E-2,6.6753455957099694E-2,7.7879031949949606E-2,6.8521955616529295E-2,8.9595628674105102E-2,0.11066930173168101,0.103388392591877,0.13109090526712999,0.158793417942383,2.9300496744069902E-2,4.2213503025867301E-2,5.55523963989457E-2]
[620,2480,248000000,3.4382733857851303E-2,4.4639057295498802E-2,5.4895380733146301E-2,7.9997810649829595E-2,8.56721250058399E-2,9.1346439361850204E-2,4.5581701914009003E-2,5.5457442091870097E-2,6.5333182269731199E-2,0.17584677634669699,0.226273425446117,0.27670007454553702,0.12780690190833099,0.14746950220192101,0.16713210249551,0.206337042896865,0.218539771240227,0.23074249958359,5.3161065249247297E-2,9.4659243734629098E-2,0.13615742222001101,7.5280122275471997E-2,9.0427951757731606E-2,0.10557578123999101,5.5466658577514802E-2,6.6559990293017804E-2,7.7653322008520695E-2,6.8257754182591696E-2,8.9246452752032093E-2,0.11023515132147201,0.10299673256118699,0.13058754155629801,0.158178350551409,2.91948719492508E-2,4.20563530076477E-2,5.5343717381207802E-2]
[622.5,2490,249000000,3.4291477401358197E-2,4.4506610785039202E-2,5.4721744168720297E-2,7.99058818597536E-2,8.5557407804695604E-2,9.1208933749637594E-2,4.5431010260097798E-2,5.5267088830818899E-2,6.5103167401539999E-2,0.17558694368635699,0.225939081949356,0.27629122021235603,0.12771345803467099,0.147361682347698,0.16700990666072399,0.205939327971148,0.218118535539334,0.23029774310751999,5.3062967637790497E-2,9.4484569926473999E-2,0.135906172215157,7.5206294772630994E-2,9.0339268720782406E-2,0.105472242668934,5.5359747444863702E-2,6.6431696933836396E-2,7.7503646422809103E-2,6.7995674848525103E-2,8.8900081455839206E-2,0.109804488063153,0.10260821839419799,0.13008822092748101,0.15756822346076399,2.9090095546358E-2,4.1900465238570397E-2,5.5136714500158501E-2]
[625,2500,250000000,3.4200950996517002E-2,4.43752238466633E-2,5.4549496696809599E-2,7.9814688499390593E-2,8.5443608340552799E-2,9.1072528181715101E-2,4.5281524139064999E-2,5.5078258395503198E-2,6.4874992651941493E-2,0.17519944393504999,0.225440460945836,0.27568147795662301,0.12757395544640099,0.14720071782277,0.16682748019913901,0.20534590510070799,0.21749001776795501,0.22963413043520101,5.2916757197832599E-2,9.4224225826752897E-2,0.13553169445567301,7.5096106963557202E-2,9.02069089745169E-2,0.105317710985477,5.5200227368395298E-2,6.6240272842074302E-2,7.7280318315753396E-2,6.7735692149130999E-2,8.8556481130015796E-2,0.109377270110901,0.10222281234054401,0.12959289486369399,0.156962977386844,2.8986157354688399E-2,4.1745824571645801E-2,5.4931367642157697E-2]
[627.5,2510,251000000,3.4111145917610802E-2,4.42448838161629E-2,5.4378621714714998E-2,7.9724221778751297E-2,8.5330715644450703E-2,9.0937209510150205E-2,4.5133229142155298E-2,5.4890932584822902E-2,6.4648636027490394E-2,0.17494258602107299,0.225109945247704,0.27527730447433502,0.12748139700727101,0.14709391962377399,0.166706442240277,0.204973335021291,0.21709541397416299,0.229217492927035,5.28234019400683E-2,9.4057996311652195E-2,0.13529259068323601,7.5023020585663194E-2,9.0119116191315005E-2,0.105215211796967,5.5100075544705203E-2,6.6120090653646296E-2,7.7140105762587299E-2,6.7477781025030797E-2,8.8215618655394207E-2,0.108953456285758,0.101840477251462,0.12910151562113301,0.15636255399080501,2.8883047355781101E-2,4.1592416101270298E-2,5.4727657014101101E-2]
[630,2520,252000000,3.4022053577426097E-2,4.4115578230348999E-2,5.4209102883271999E-2,7.96344730473698E-2,8.5218718921538705E-2,9.0802964795707597E-2,4.4986111089323703E-2,5.4705093486583901E-2,6.4424075883843995E-2,0.17455951394171501,0.224617021616177,0.27467452929064001,0.12734322380288099,0.14693448900332401,0.166525754203767,0.20441732801447601,0.21650652483253699,0.22859572165059699,5.2684214286979697E-2,9.3810157072224107E-2,0.13493609985746899,7.4913937320528604E-2,8.9988083244781303E-2,0.105062229169034,5.4950613409892102E-2,6.5940736091870497E-2,7.6930858773848906E-2,6.7261246484987602E-2,8.7939644836260503E-2,0.108618043187533,0.101461176567848,0.12861403621383,0.15576689585981299,2.87807556901984E-2,4.1440225158437503E-2,5.4525563137060799E-2]
[632.5,2530,253000000,3.3933665524515502E-2,4.3987294823079101E-2,5.40409241216427E-2,7.9545433791546494E-2,8.5107607547635605E-2,9.06697813037248E-2,4.4840156024715701E-2,5.4520723471788997E-2,6.42012909188623E-2,0.17430558830971099,0.22429027907499599,0.27427496984028099,0.12725153741776199,0.146828697020494,0.16640585662322699,0.20404853993799399,0.21611592670852001,0.228183313479047,5.2591983752272899E-2,9.3645930252771695E-2,0.134699876753271,7.48415744715792E-2,8.9901159578665193E-2,0.10496074468575101,5.4851478226010199E-2,6.5821773871212297E-2,7.6792069516414305E-2,6.70072494633078E-2,8.7603915014773298E-2,0.108200580566239,0.101084874308611,0.12813041039868001,0.15517594648874999,2.8679272654383199E-2,4.12892373060618E-2,5.4325066840076201E-2]
[635,2540,254000000,3.3845973440525597E-2,4.3860021521378301E-2,5.3874069602230901E-2,7.9457095631655594E-2,8.4997371065870395E-2,9.0537646500085195E-2,4.4695350212253702E-2,5.4337805189062997E-2,6.3980260165872202E-2,0.173926862318971,0.22380294783691099,0.273679033354852,0.12711466162620999,0.14667076341485799,0.16622686520350499,0.20349815652486899,0.21553299373870599,0.22756783095254199,5.2454469951984599E-2,9.3401071496135898E-2,0.134347673040287,7.4733577744419105E-2,8.9771431802747298E-2,0.104809285861076,5.4703527769018399E-2,6.5644233322822002E-2,7.6584938876625694E-2,6.6755252418176605E-2,8.7270828735187503E-2,0.107786405052198,0.100711535059289,0.12765059266081499,0.15458965026234101,2.8578588697590199E-2,4.1139438334413601E-2,5.4126149254091399E-2]
[637.5,2550,255000000,3.3758969137586498E-2,4.3733746441651497E-2,5.3708523745716497E-2,7.9369450319516199E-2,8.48879991834008E-2,9.0406548047285304E-2,4.4551680131328202E-2,5.4156321559208798E-2,6.3760962987089401E-2,0.17368082364749701,0.22348635395817601,0.27329188426885498,0.127023844784001,0.14656597475076999,0.16610810471753901,0.203133084971652,0.21514633193234101,0.22715957889303001,5.2363343778712997E-2,9.3238811116177794E-2,0.13411427845364299,7.4661935410490196E-2,8.9685373633332802E-2,0.104708811856175,5.4605391623621297E-2,6.55264699483456E-2,7.6447548273069793E-2,6.6505231820458297E-2,8.6940354897010394E-2,0.10737547797356201,0.100341123960942,0.127174538199325,0.15400795243770701,2.8478694418889599E-2,4.0990814256660603E-2,5.3928791806035999E-2]
[640,2560,256000000,3.3672644555764103E-2,4.3608457885985101E-2,5.3544271216206099E-2,7.9282489735825495E-2,8.4779481768210499E-2,9.0276473800595503E-2,4.4409132472589097E-2,5.3976255769891998E-2,6.3543379067194997E-2,0.173329811159814,0.223034683477701,0.27273955579558901,0.126888255972781,0.14640952612243899,0.165930796272098,0.20258822821038899,0.21456925245939101,0.22655027670839201,5.2227475049539798E-2,9.2996881593313305E-2,0.13376628813708699,7.4555005675347605E-2,8.9556927549045595E-2,0.104558849422744,5.44589267859081E-2,6.5350712143089698E-2,7.6242497500271303E-2,6.6257164508659594E-2,8.6612462885693894E-2,0.106967761262728,9.9973606699301304E-2,0.12670220291331499,0.15343079912732899,2.8379580564241402E-2,4.0843351304515003E-2,5.3732976213043501E-2]
[642.5,2570,257000000,3.35869917605707E-2,4.3484144338534002E-2,5.33812969164974E-2,7.9196205887650598E-2,8.4671808845979593E-2,9.01474118043087E-2,4.4267694133835502E-2,5.3797591270448503E-2,6.3327488407061594E-2,0.17309704507637899,0.222735168296811,0.27237329151724299,0.126798289138807,0.14630571823708499,0.16581314733536301,0.20222680939031401,0.21418645940802,0.22614610942572699,5.2137438978668599E-2,9.2836562263037506E-2,0.133535685547406,7.4484070981108597E-2,8.9471719410234102E-2,0.10445936783936,5.4361772531826703E-2,6.5234127038191994E-2,7.6106481544557306E-2,6.6011027681777704E-2,8.6287122563181495E-2,0.106563217444585,9.9608949494171095E-2,0.12623354338828599,0.152858137282401,2.82812380236372E-2,4.0697035923981502E-2,5.3538684476805799E-2]
[645,2580,258000000,3.35020029405338E-2,4.3360794461993403E-2,5.3219585983452999E-2,7.9110590905980299E-2,8.4564970597028902E-2,9.0019350288077601E-2,4.4127352216001503E-2,5.36203117668137E-2,6.3113271317625994E-2,0.17274975437756299,0.22228828688289301,0.27182681938822401,0.12666396701951299,0.14615073117636199,0.16563749533321001,0.201687384828869,0.213615133394017,0.225542881959166,5.2003190031035901E-2,9.2597516943018002E-2,0.13319184385499999,7.4378195254528101E-2,8.9344539421597799E-2,0.104310883588668,5.4216767924109101E-2,6.5060121508930896E-2,7.5903475093752698E-2,6.5766798892313405E-2,8.5964304258673005E-2,0.10616180962503299,9.9378069813021302E-2,0.125975560595007,0.15257305137699301,2.8183657828308999E-2,4.0551854771204099E-2,5.3345898878058198E-2]
[647.5,2590,259000000,3.3417670404821499E-2,4.3238397094151899E-2,5.3059123783482397E-2,7.9025637043332195E-2,8.4458957353334294E-2,8.9892277663336503E-2,4.3988094019234501E-2,5.3444401216568703E-2,6.2900708413902898E-2,0.17251944555009099,0.22199193361225,0.27146442167440799,0.12657483455603599,0.14604788602619501,0.16552093749635499,0.20132955658259,0.213236143262205,0.225142729941821,5.1914221814395603E-2,9.2439099047061601E-2,0.132963976279728,7.4307957664719204E-2,8.9260168658229805E-2,0.10421237965174,5.4120578852530798E-2,6.4944694623036994E-2,7.5768810393543204E-2,6.5524456039447398E-2,8.5643978759604805E-2,0.105763501479762,9.9018527863862296E-2,0.12551332563124601,0.15200812339862901,2.8086831148002599E-2,4.0407794708409502E-2,5.3154601971192997E-2]
[650,2600,260000000,3.3333986580922403E-2,4.3116941244524601E-2,5.2899895908126902E-2,7.8941336671415993E-2,8.4353759595610395E-2,8.9766182519804893E-2,4.3849907039064197E-2,5.3269843824100903E-2,6.2689780609137699E-2,0.172175805239316,0.22154974938882499,0.27092369353833501,0.126441762894414,0.145894341801247,0.16534692070807999,0.200795472172488,0.212670473214947,0.22454547425740601,5.1781565222340203E-2,9.2202889094881293E-2,0.13262421296742199,7.4203121374343706E-2,8.9134237260644594E-2,0.104065353146945,5.3977009731611202E-2,6.4772411677933406E-2,7.5567813624255603E-2,6.5283977362372597E-2,8.5326117302837096E-2,0.105368257243302,9.8661751622004495E-2,0.12505464632105201,0.151447541020099,2.7990749288313899E-2,4.0264842799944099E-2,5.2964776578995898E-2]
[652.5,2610,261000000,3.3250944012378797E-2,4.2996416091063E-2,5.2741888169747203E-2,7.88576822788499E-2,8.4249367950461201E-2,8.9641053622072503E-2,4.3712778962659501E-2,5.30966240358762E-2,6.2480469109092898E-2,0.17194792364653599,0.221256519398116,0.270565115149697,0.126353459948993,0.14579245378729999,0.16523144762560699,0.20044117391522301,0.21229522183494001,0.22414926975465799,5.1693651457306498E-2,9.2046348768367106E-2,0.13239904607942801,7.4133572664547398E-2,8.9050693993389302E-2,0.103967815322231,5.3881769556970299E-2,6.4658123468364304E-2,7.5434477379758405E-2,6.5174125761321394E-2,8.5214310029858298E-2,0.10525449429839499,9.8307709297708906E-2,0.12459948179484399,0.15089125429198,2.78954036880864E-2,4.0122986308401803E-2,5.2776405787505302E-2]
[655,2620,262000000,3.3168535356572201E-2,4.28768109769408E-2,5.2585086597309497E-2,7.8774666468929597E-2,8.4145773187595793E-2,8.9516879906262101E-2,4.3576697665171603E-2,5.2924726535818797E-2,6.2272755406465902E-2,0.17160789638833501,0.220818984323225,0.27003007225811498,0.12622161958790501,0.14564033029373599,0.165059040999568,0.19991233992908,0.21173511272058501,0.22355788551208999,5.1562563218026401E-2,9.1812931444342896E-2,0.132063299670659,7.4029755623423593E-2,8.8925986937892901E-2,0.103822218252362,5.3739611803566199E-2,6.4487534164279506E-2,7.5235456524992694E-2,6.4936819937804896E-2,8.4900514953408501E-2,0.104864209969012,9.7956369586575803E-2,0.124147791807005,0.150339214027433,2.7800785916868399E-2,3.99822126908407E-2,5.2589472940987897E-2]
[657.5,2630,263000000,3.3086753382558801E-2,4.27581154074127E-2,5.24294774322666E-2,7.8692281957448096E-2,8.4042966217107995E-2,8.9393650476767894E-2,4.3441651206159899E-2,5.2754136240796903E-2,6.2066621275433997E-2,0.17138238975517001,0.220528810346727,0.26967523093828299,0.126134131258825,0.145539382221721,0.164944633184617,0.199561512596824,0.21136353753534601,0.22316556247386801,5.1475686709376203E-2,9.1658238069246306E-2,0.13184078942911701,7.3960883820668399E-2,8.8843256784583297E-2,0.103725629748498,5.3645304649085498E-2,6.4374365578902595E-2,7.5103426508719706E-2,6.4701318721311296E-2,8.4589106151304203E-2,0.104476893581297,9.7607701660318305E-2,0.123699536724015,0.14979137178771201,2.7706887672427599E-2,3.9842509595086201E-2,5.2403961637029602E-2]
[660,2640,264000000,3.3005590968954598E-2,4.2640319046744701E-2,5.22750471245347E-2,7.8610521570565098E-2,8.3940938086817199E-2,8.92713546030693E-2,4.3307627826099399E-2,5.25848382962113E-2,6.1862048766323299E-2,0.171045916392567,0.22009584829925899,0.26914578020595098,0.126003503585423,0.14538865798317999,0.164773812380937,0.19903784154941601,0.21080889669481101,0.22257995184020701,5.1346139271818199E-2,9.1427564315635507E-2,0.13150898935945299,7.3858080365034606E-2,8.8719767267755004E-2,0.103581454170475,5.3504534746612799E-2,6.4205441695935395E-2,7.4906348645257997E-2,6.4467601604942706E-2,8.4280056506791698E-2,0.10409251140864099,9.7261675157744504E-2,0.12325467751286701,0.14924767986798901,2.7613700778323501E-2,3.9703864856117703E-2,5.2219855721737603E-2]
[662.5,2650,265000000,3.2925041101868099E-2,4.2523411715213698E-2,5.2121782328559303E-2,7.8529378242724698E-2,8.3839679979670206E-2,8.91499817166157E-2,4.3174615942967599E-2,5.24168180716829E-2,6.16590202003982E-2,0.17082276583731201,0.219808706040659,0.26879464624400501,0.12591682224613901,0.14528864105323799,0.16466045986033601,0.198690427547453,0.21044093670348499,0.222191445859517,5.1260284618693502E-2,9.1274690469000205E-2,0.13128909631930699,7.3789875784710801E-2,8.8637838595049007E-2,0.103485801405387,5.3411145130464299E-2,6.4093374156557206E-2,7.4775603182650099E-2,6.4235648391339203E-2,8.3973339312426495E-2,0.103711030233514,9.6918260175944904E-2,0.122813175729727,0.14870809128351001,2.7521217181533501E-2,3.9566266492537597E-2,5.2037139285051603E-2]
[665,2660,266000000,3.2845096872880099E-2,4.2407383386175501E-2,5.1969669899470897E-2,7.8448845014619698E-2,8.3739183211200705E-2,8.9029521407781795E-2,4.3042604148907398E-2,5.2250061156838001E-2,6.1457518164768701E-2,0.170489784027991,0.21938023680072399,0.26827068957345701,0.125787389165433,0.145139295190884,0.16449120121633601,0.198171834120141,0.209891673772407,0.221611513424673,5.1132255193845899E-2,9.1046719707409296E-2,0.130961184220973,7.36880665522162E-2,8.8515543358454796E-2,0.103343020164693,5.3271740144723197E-2,6.3926088173667905E-2,7.4580436202612593E-2,6.4005439186860497E-2,8.3668928262379705E-2,0.103332417337899,9.6577427261677604E-2,0.12237499350886701,0.148172559756056,2.7429428950132801E-2,3.9429702703119802E-2,5.1855796656160302E-2]
[667.5,2670,267000000,3.2765751477067902E-2,4.2292224183197502E-2,5.1818696889326998E-2,7.8368915031202094E-2,8.3639439227046905E-2,8.8909963422891702E-2,4.2911581206966101E-2,5.2084553357189103E-2,6.1257525507412203E-2,0.17026894843187201,0.219096073349836,0.26792319826779898,0.12570150060910101,0.145040193010502,0.16437888541190199,0.197831110919817,0.20953080027529,0.221230489630763,5.1047970765492001E-2,9.0896641822228202E-2,0.13074531287896399,7.3621998214595599E-2,8.8436180782166599E-2,0.103250363349738,5.3180149103861402E-2,6.3816178924633593E-2,7.4452208745405896E-2,6.3776954395898394E-2,8.3366797444917706E-2,0.102956640493937,9.6239147402947894E-2,0.121940093551833,0.14764103970071801,2.7338328271027199E-2,3.9294161863435498E-2,5.1675812399020901E-2]
[670,2680,268000000,3.2686998211075298E-2,4.21779243772566E-2,5.1668850543437901E-2,7.8289581539738307E-2,8.3540439600524E-2,8.8791297661309596E-2,4.27815360479065E-2,5.1920280690106298E-2,6.1059025332306199E-2,0.169939411056929,0.21867203628648901,0.26740466151605002,0.125573258319432,0.144892221137806,0.16421118395618001,0.19734737473504299,0.20901845603657801,0.220689537338113,5.0926492910393299E-2,9.0680336865955405E-2,0.130434180821518,7.3534390485380199E-2,8.8330944668413999E-2,0.10312749885144799,5.3050114271980101E-2,6.3660137126376096E-2,7.4270159980772105E-2,6.3550174715316696E-2,8.3066921335048602E-2,0.10258366795477999,9.5903392020775802E-2,0.121508439116867,0.147113486212957,2.7247907447735899E-2,3.9159632522554798E-2,5.1497171307979601E-2]
[672.5,2690,269000000,3.2608830471223899E-2,4.2064474383999302E-2,5.1520118296774699E-2,7.8210837887906601E-2,8.3442176030250698E-2,8.8673514172594795E-2,4.2652457767089799E-2,5.1757229380880003E-2,6.08620009946702E-2,0.16972085940525,0.21839081173469599,0.26706076406414297,0.12548814867102301,0.14479401769733499,0.164099886723646,0.19702638962230701,0.20867848793330401,0.22033058624429999,5.08459575514323E-2,9.0536934619642101E-2,0.130227911687852,7.3476243469243405E-2,8.8261097338054595E-2,0.10304595120686599,5.2963829125213802E-2,6.3556594950256604E-2,7.4149360775299294E-2,6.3325081129014402E-2,8.2769274787334604E-2,0.102213468445655,9.5705776491701006E-2,0.12129445742848299,0.14688313836526501,2.7158158898223698E-2,3.9026103399821897E-2,5.1319858403488801E-2]
[675,2700,270000000,3.2531241751667599E-2,4.1951864761062399E-2,5.1372487770457102E-2,7.8132677521938407E-2,8.3344640337829304E-2,8.8556603153720298E-2,4.2524335621427399E-2,5.1595385858870198E-2,6.0666436096313003E-2,0.16939472058604499,0.21797114781292601,0.26654757503980703,0.12536107313356401,0.14464739207718899,0.163933711020814,0.19654715082869101,0.20817090706049499,0.21979466329229999,5.0725824108463401E-2,9.0323023540070005E-2,0.12992022297167699,7.3389407350375496E-2,8.8156788097707203E-2,0.10292416884503899,5.2835003237394498E-2,6.3402003884873395E-2,7.3969004532352306E-2,6.3235872675849403E-2,8.2686042210875596E-2,0.102136211745902,9.5374483634253396E-2,0.120868391678677,0.1463622997231,2.70690751527819E-2,3.8893563381701801E-2,5.1143858927920102E-2]
[677.5,2710,271000000,3.2454225642587799E-2,4.1840086205453403E-2,5.1225946768319E-2,7.8055093984799401E-2,8.3247824465576395E-2,8.8440554946353306E-2,4.2397159026400101E-2,5.1434736753741599E-2,6.04723144810832E-2,0.169178422676906,0.21769282329748901,0.266207223918072,0.12529376758070199,0.14456973182388599,0.163845696067071,0.19622913956810301,0.20783408868234601,0.21943903779658799,5.0646176717695203E-2,9.0181202420793902E-2,0.129716228123893,7.3331772598201506E-2,8.8087556108815204E-2,0.102843339619429,5.2749517492146701E-2,6.3299420990576102E-2,7.38493244890054E-2,6.3013600082949595E-2,8.2391997774673098E-2,0.101770395466397,9.5045635742543405E-2,0.120445470325548,0.14584530490855299,2.6980648851956002E-2,3.8762001518696999E-2,5.0969158341469999E-2]
[680,2720,272000000,3.2377775828427699E-2,4.1729129550988703E-2,5.1080483273549603E-2,7.7978080914411899E-2,8.3151720474303595E-2,8.8325360034195402E-2,4.2270917553143397E-2,5.1275268891781502E-2,6.0279620230419502E-2,0.16885562861514899,0.21727746329155201,0.26569929796795499,0.125193230921229,0.14445372798603301,0.16371422505083799,0.19575432542103099,0.207331194128727,0.218908062836422,5.0527368349714698E-2,8.9969650785971605E-2,0.12941193322222899,7.3245697757585396E-2,8.7984161330758107E-2,0.102722624903931,5.26218809941843E-2,6.3146257193021194E-2,7.3670633391858101E-2,6.2792961847350504E-2,8.2100115429913301E-2,0.101407269012476,9.4719205850037097E-2,0.120025658688252,0.145332111526466,2.6892872744518501E-2,3.86314070223319E-2,5.0795742318155597E-2]
[682.5,2730,273000000,3.2301886086166201E-2,4.1618985765787403E-2,5.0936085445408501E-2,7.7901632041915206E-2,8.3056320541148004E-2,8.8211009040380803E-2,4.2145600925596598E-2,5.1116969292298302E-2,6.0088337658999902E-2,0.16864154593676201,0.21700198925686201,0.26536243257696301,0.12512648344669899,0.14437671166926799,0.16362693989183699,0.195439240113053,0.206997474743395,0.218555709373737,5.04485975643141E-2,8.9829390560947006E-2,0.12921018355757999,7.3188568486904901E-2,8.7915536536099195E-2,0.102642504585293,5.2537181774759099E-2,6.3044618129710905E-2,7.3552054484662704E-2,6.2573940009081799E-2,8.1810371417349495E-2,0.101046802825617,9.4395167385314796E-2,0.119608922594085,0.14482267780285599,2.68057396854871E-2,3.8501769262204E-2,5.0623596741898501E-2]
[685,2740,274000000,3.2226550283629203E-2,4.1509645949821102E-2,5.0792741616013E-2,7.7825741189964701E-2,8.29616169574484E-2,8.8097492724932294E-2,4.2021199017714499E-2,5.0959825164099699E-2,5.9898451310484997E-2,0.16832205774116199,0.21659088312281799,0.26485970850447499,0.12502677456184,0.14426166295596901,0.163496551350099,0.19496877964258399,0.206499191341877,0.21802960304117,5.0331091333721101E-2,8.9620157527901298E-2,0.12890922372208199,7.3103246910769096E-2,8.7813046594033606E-2,0.102522846277298,5.2410715589485797E-2,6.2892858707382898E-2,7.3375001825280103E-2,6.2356516870362498E-2,8.1522742324585507E-2,0.10068896777880799,9.4073494164860494E-2,0.119195228369219,0.14431696257357801,2.6719242634185798E-2,3.8373077763098902E-2,5.0452707702694298E-2]
[687.5,2750,275000000,3.21517623778379E-2,4.1401101332516399E-2,5.0650440287194898E-2,7.7750402271068206E-2,8.2867602126670201E-2,8.7984801982272196E-2,4.1897701850739801E-2,5.0803823902047303E-2,5.9709945953354798E-2,0.16811015716695801,0.216318216942776,0.26452627671859502,0.124960570491929,0.14418527364453301,0.16340997679713701,0.194656573551062,0.206168521449243,0.21768046934742399,5.0253184732460501E-2,8.9481436079738394E-2,0.128709687427016,7.3046614565028298E-2,8.7745018715308404E-2,0.102443422865588,5.2326790332907901E-2,6.2792148399489503E-2,7.3257506466071098E-2,6.2140674990833901E-2,8.1237205079768796E-2,0.100333735168704,9.3754160386009505E-2,0.118784542829625,0.143814925273241,2.66333746523486E-2,3.8245322202169099E-2,5.0283061492866099E-2]
[690,2760,276000000,3.2077516413393001E-2,4.1293343270409601E-2,5.0509170127426201E-2,7.7675609285957806E-2,8.2774268562372799E-2,8.7872927838787904E-2,4.1775099590534902E-2,5.0648953083685402E-2,5.9522806576836E-2,0.16779392342698901,0.21591129852737601,0.264028673627762,0.124861684745187,0.14407117470598499,0.16328066466678301,0.19419039750339301,0.205674775850368,0.217159154197342,5.0136964955794901E-2,8.9274493722308196E-2,0.128412022488822,7.2962032588289205E-2,8.76434171944694E-2,0.102324801800649,5.2201475844458403E-2,6.2641771013350098E-2,7.3082066182241806E-2,6.1926397182896102E-2,8.0953736945421795E-2,9.9981076707947397E-2,9.3437140620048806E-2,0.118376833272202,0.14331652592435601,2.6548128902263799E-2,3.8118492406173501E-2,5.0114644603398997E-2]
[692.5,2770,277000000,3.2003806520893498E-2,4.1186363244852302E-2,5.0368919968811002E-2,7.7601356321997605E-2,8.2681608886223404E-2,8.7761861450449202E-2,4.1653382544971002E-2,5.0495200465944197E-2,5.9337018386917302E-2,0.16758417714378299,0.21564140441295601,0.26369863168212898,0.124796023414093,0.143995411631646,0.16319479984919899,0.193881025017346,0.205347107142028,0.21681318926671,5.0059906367070299E-2,8.9137282255650693E-2,0.128214658144231,7.2905886849988402E-2,8.7575973838095802E-2,0.10224606082620299,5.2118312290203098E-2,6.2541974748243703E-2,7.2965637206284406E-2,6.1713666507145597E-2,8.0672315512405807E-2,9.9630964517665996E-2,9.3122409805466794E-2,0.117972067466096,0.142821725126726,2.6463498644959501E-2,3.7992578348777201E-2,4.9947443720354097E-2]
[695,2780,278000000,3.1930626915390399E-2,4.10801528597666E-2,5.0229678804142801E-2,7.7527637551625603E-2,8.2589615826052107E-2,8.76515941004785E-2,4.1532541161374899E-2,5.0342553981912903E-2,5.9152566802450901E-2,0.167271152141381,0.21523861488780599,0.26320607763423098,0.124697935980772,0.143882233823968,0.16306653166716301,0.19341906579868601,0.20485782775452199,0.21629658971035801,4.9944951047847901E-2,8.8932591406627196E-2,0.12792023176540601,7.2822037090378794E-2,8.7475251870759801E-2,0.102128466651141,5.19941313289288E-2,6.2392957594714499E-2,7.2791783860500295E-2,6.1502466267911303E-2,8.0392918694015894E-2,9.9283371120120506E-2,9.2809943241349502E-2,0.117570213644207,0.142330484047064,2.6379477238427099E-2,3.7867570147909001E-2,4.9781445721359799E-2]
[697.5,2790,279000000,3.1857971894872897E-2,4.0974703839448498E-2,5.0091435784024099E-2,7.7454447230828893E-2,8.2498282213949198E-2,8.7542117197069502E-2,4.1412566024028902E-2,5.0191001737683302E-2,5.8969437451337599E-2,0.16706352853429099,0.21497145215809599,0.26287937578190002,0.124632810114502,0.14380708859365601,0.16298136707281,0.193112482395669,0.20453311307498301,0.21595374375429699,4.9868731355738001E-2,8.8796873689553898E-2,0.12772501602337,7.2766373807084894E-2,8.7408388048754504E-2,0.102050402290424,5.1911717509072197E-2,6.2294061010886602E-2,7.2676404512701104E-2,6.1292780008886501E-2,8.0115524720202197E-2,9.89382694315179E-2,9.2499716580917504E-2,0.117171240494876,0.141842764408834,2.62960581358841E-2,3.7743458063176E-2,4.9616637672179102E-2]
[700,2800,280000000,3.1785835838787801E-2,4.0870008026418402E-2,4.9954180214049099E-2,7.7381779697652101E-2,8.2407600984404097E-2,8.7433422271156094E-2,4.1293447851725597E-2,5.00405320092598E-2,5.8787616166793899E-2,0.16675367215151901,0.21457273990085199,0.26239180765018399,0.12453551714182801,0.14369482747133999,0.16285413780085201,0.19265467401841099,0.204048230008747,0.21544178599908301,4.9755022986060701E-2,8.8594403174159106E-2,0.127433783362257,7.2683243226216596E-2,8.7308529972955407E-2,0.101933816719694,5.17886523370715E-2,6.2146382804485797E-2,7.2504113271900095E-2,6.12242443963869E-2,8.0060914670311206E-2,9.8897584944235395E-2,9.2191705825203002E-2,0.11677511715375399,0.14135852848230501,2.6213234884073702E-2,3.7620232493333898E-2,4.9453006823349799E-2]
[702.5,2810,281000000,3.1714213206589299E-2,4.0766057379317398E-2,4.98179015520454E-2,7.7309629370736696E-2,8.2317565172482399E-2,8.7325500974228198E-2,4.1175177495374402E-2,4.9891133239536499E-2,5.8607088983698701E-2,0.166562765104112,0.214327087450144,0.26209140979617601,0.124470912876816,0.143620284088634,0.16276965530045101,0.192350836229363,0.20372642331819599,0.215102010407029,4.9679630642533702E-2,8.8460158644103296E-2,0.12724068664567301,7.2628056451640693E-2,8.7242238542519696E-2,0.101856420633399,5.1706976566842901E-2,6.2048371880211499E-2,7.2389767193580104E-2,6.1017040679673798E-2,7.9786676539811904E-2,9.85563123999499E-2,9.2026126315067597E-2,0.116603542422739,0.14118095853041099,2.6131001121599901E-2,3.7497883973811097E-2,4.9290540606896402E-2]
[705,2820,282000000,3.1643098536321398E-2,4.0662843970848302E-2,4.9682589405375198E-2,7.7237990747892393E-2,8.2228167912043307E-2,8.7218345076194206E-2,4.1057745935659001E-2,4.9742794035338302E-2,5.8427842135017498E-2,0.16627775193004701,0.21396034255704599,0.26164293318404502,0.124374400607817,0.143508923778251,0.16264344694868399,0.19189711426043701,0.20324586832960301,0.214594622398769,4.9567149454366001E-2,8.8259873263131297E-2,0.12695259707189699,7.2545634295952705E-2,8.7143231440870106E-2,0.10174082858578699,5.1585009864078997E-2,6.1902011836894803E-2,7.2219013809710603E-2,6.0811306492866403E-2,7.9514383360592703E-2,9.8217460228318898E-2,9.1721979430903697E-2,0.116212241580747,0.14070250373059001,2.60493505772997E-2,3.7376403174284797E-2,4.91292266331129E-2]
[707.5,2830,283000000,3.1572486443228499E-2,4.0560359985760602E-2,4.9548233528292601E-2,7.7166858404698502E-2,8.2139402433993702E-2,8.7111946463289E-2,4.0941144280744503E-2,4.9595503164523901E-2,5.8249862048303201E-2,0.16608863896465201,0.21371699866775001,0.26134535837084899,0.12431031459886301,0.14343497838330299,0.16255964216774399,0.19159597963594999,0.20292692466818299,0.21425786970041699,4.94925705189104E-2,8.8127077097447701E-2,0.126761583675985,7.2490920244413296E-2,8.7077507854569594E-2,0.101664095464726,5.1504060732794101E-2,6.18048728793529E-2,7.2105685025911803E-2,6.0607026257909299E-2,7.9244014514795499E-2,9.7881002771681699E-2,9.1419981994684402E-2,0.11582370611572899,0.140227430236774,2.59682770686483E-2,3.7255780896309897E-2,4.8969052687412598E-2]
[710,2840,284000000,3.15023716183968E-2,4.0458597718877699E-2,4.9414823819358598E-2,7.7096226993134301E-2,8.2051262064579897E-2,8.7006297136025507E-2,4.0825363764033298E-2,4.94492495531514E-2,5.80731353422696E-2,0.165806304020824,0.21335370002679499,0.26090109603276601,0.124214566234918,0.14332449950182899,0.16243443276873901,0.19114628114725599,0.20245063110757699,0.213754981067899,4.9381302498933001E-2,8.7928951898610302E-2,0.126476601298288,7.2409194073488795E-2,8.6979336783398198E-2,0.101549479493308,5.1383175583770299E-2,6.1659810700524301E-2,7.1936445817278399E-2,6.0404184616156098E-2,7.8975549674954695E-2,9.7546914733753307E-2,9.1120111300973597E-2,0.115437906815959,0.139755702330943,2.5887774500198701E-2,3.7136008070996901E-2,4.8810006727245503E-2]
[712.5,2850,285000000,3.1432748827423501E-2,4.0357549573165903E-2,4.9282350318908298E-2,7.7026091240239097E-2,8.1963740223714707E-2,8.6901389207190399E-2,4.0710395741967401E-2,4.9304022282702697E-2,5.7897648823438001E-2,0.165618966575975,0.21311264081467399,0.26060631505337301,0.124150991949724,0.14325114455737301,0.162351297165023,0.19084780822519901,0.20213450656109799,0.21342120489699701,4.9307521992560201E-2,8.7797577425528003E-2,0.12628763285849601,7.2354943219839096E-2,8.6914169599440899E-2,0.10147339597904299,5.1302941946128298E-2,6.1563530335353903E-2,7.1824118724579597E-2,6.02027664245205E-2,7.8708968798902199E-2,9.7215171173284001E-2,9.0822344963008297E-2,0.115054814879695,0.139287284796382,2.5807836862053998E-2,3.7017075756738599E-2,4.8652076879079603E-2]
[715,2860,286000000,3.1363612909114401E-2,4.0257208057843698E-2,4.9150803206573002E-2,7.6956445946799901E-2,8.1876830423340305E-2,8.6797214899880695E-2,4.0596231691878003E-2,4.9159810587366001E-2,5.7723389482854E-2,0.16533927125789899,0.212752738750973,0.26016620624404702,0.12405600129260801,0.14314153995300899,0.16222707861340999,0.19040883030280401,0.20166956757877699,0.21293030485474901,4.9198613393572198E-2,8.7603653440595494E-2,0.12600869348761901,7.2273908757755106E-2,8.6816829422425301E-2,0.101359750087096,5.11849386352453E-2,6.1421926362294398E-2,7.1658914089343398E-2,6.0002756751707499E-2,7.8444252124780206E-2,9.6885747497852906E-2,9.0526660907126605E-2,0.114674401908021,0.13882214290891501,2.57284582283718E-2,3.6898975136985701E-2,4.84952514354463E-2]
[717.5,2870,287000000,3.1294958774208202E-2,4.0157565786530701E-2,4.9020172798853297E-2,7.6887285986066506E-2,8.1790526265824504E-2,8.6693766545582598E-2,4.0482863209878997E-2,4.9016603851375698E-2,5.7550344492872399E-2,0.165153677942454,0.21251392382301099,0.25987416970356703,0.123992929017003,0.143068764250388,0.16214459948377299,0.19013183892180099,0.20137619498706899,0.21262055105233599,4.9128867857517397E-2,8.74794636850693E-2,0.125830059512621,7.2220113737184399E-2,8.67522097940569E-2,0.101284305850929,5.1110479565295103E-2,6.13325754783541E-2,7.1554671391413097E-2,5.9804140874523799E-2,7.8181380166157305E-2,9.6558619457790706E-2,9.0233037367313695E-2,0.114296639897821,0.13836024242832901,2.56496327558999E-2,3.6781697518067299E-2,4.8339518852047299E-2]
[720,2880,288000000,3.1226781404127602E-2,4.0058615475435197E-2,4.8890449546742799E-2,7.6818606302493403E-2,8.1704821442391204E-2,8.6591036582289005E-2,4.0370282008804798E-2,4.8874391606407497E-2,5.7378501204010099E-2,0.16487658012362799,0.21215736412966801,0.25943814813570898,0.12389868678553401,0.142960023214078,0.16202135964262199,0.189718120065065,0.20093800888611801,0.21215789770717,4.9024778900520198E-2,8.72941216136814E-2,0.12556346432684301,7.2139761046692105E-2,8.6655688574380094E-2,0.101171616102068,5.0999266274596097E-2,6.1199119529515303E-2,7.1398972784434495E-2,5.9606904274265099E-2,7.7920333707247005E-2,9.6233763140228898E-2,8.9941452879860703E-2,0.113921501234915,0.13790154958997,2.5571354682542499E-2,3.6665234327058101E-2,4.8184867744921998E-2]
[722.5,2890,289000000,3.1159075849756999E-2,3.9960349941579099E-2,4.8761624033401202E-2,7.6750401910508206E-2,8.1619709731582807E-2,8.6489017552657393E-2,4.0258479916191199E-2,4.8733163529027103E-2,5.7207847141862903E-2,0.16469270466057301,0.21192075967353199,0.25914881468648998,0.123836103635015,0.142887811886555,0.16193952013809601,0.18944347793067301,0.20064712447496,0.21185077101924699,4.8955738717692397E-2,8.7171187818748205E-2,0.12538663691980401,7.2086416637243397E-2,8.65916102288838E-2,0.10109680382052399,5.0925438706208803E-2,6.1110526447450499E-2,7.1295614188692305E-2,5.9411032633177603E-2,7.7661093798225403E-2,9.5911154963273099E-2,8.9651886278134002E-2,0.113548958687323,0.13744603109651299,2.5493618325955598E-2,3.6549577109689001E-2,4.80312868876729E-2]
[725,2900,290000000,3.1091837230244099E-2,3.98627621010599E-2,4.86336869718757E-2,7.6682667893304898E-2,8.1535184997755097E-2,8.6387702102205297E-2,4.01474488722975E-2,4.8592909438192597E-2,5.7038370004087603E-2,0.164418176476989,0.21156750649612599,0.25871683651526201,0.12374259407424899,0.142779916239518,0.16181723840478701,0.18903325619775699,0.20021264231697899,0.211392028436201,4.8852703382964602E-2,8.6987721840074694E-2,0.12512274029718501,7.2006732117406894E-2,8.6495891628836294E-2,0.100985051140266,5.0815165478328997E-2,6.09781985739948E-2,7.1141231669660604E-2,5.9216511830994301E-2,7.7403641750645305E-2,9.5590771670296296E-2,8.9364316687453704E-2,0.11317898539868,0.13699365410990699,2.54164180821729E-2,3.6434717528301797E-2,4.7878765208749799E-2]
[727.5,2910,291000000,3.1025060731827502E-2,3.9765844967348397E-2,4.85066292028693E-2,7.6615399401662204E-2,8.14512411896023E-2,8.6287082977542395E-2,4.0037180928169901E-2,4.8453619292807497E-2,5.6870057657445197E-2,0.164235997614046,0.21133308516513299,0.25843017271621899,0.12368050100079001,0.142708270385527,0.16173603977026399,0.188760927842303,0.199924208521149,0.21108748919999501,4.8784359209674603E-2,8.6866027368247195E-2,0.12494769552682,7.1953833262091094E-2,8.6432348491658206E-2,0.100910863721225,5.0741959877562699E-2,6.08903518530753E-2,7.1038743828587797E-2,5.9168451766934901E-2,7.7377411667690396E-2,9.5586371568445905E-2,8.9078723520076994E-2,0.112811554881781,0.136544386243484,2.5339748424257999E-2,3.6320647359845103E-2,4.77272917887882E-2]
[730,2920,292000000,3.0958741606687799E-2,3.9669591649621298E-2,4.8380441692554801E-2,7.6548591652786893E-2,8.1367872338713398E-2,8.6187153024640001E-2,3.9927668243744101E-2,4.8315283189324799E-2,5.6702898134905401E-2,0.16396399868255099,0.21098308654004699,0.25800217439754303,0.12358771887997499,0.14260121409227899,0.16161470930458299,0.18835415064934199,0.19949337461247499,0.21063259857560801,4.8682361003080099E-2,8.6684408112627301E-2,0.124686455222175,7.1874815331119196E-2,8.6337430611161406E-2,0.100800045891204,5.0632612577614401E-2,6.0759135093137302E-2,7.0885657608660099E-2,5.8976094055404299E-2,7.7122694504444894E-2,9.5269294953485503E-2,8.8795086470285098E-2,0.112446641012257,0.136098195554228,2.5263603900986399E-2,3.6207358493912101E-2,4.7576855858004599E-2]
[732.5,2930,293000000,3.0892875171822001E-2,3.9573995351127697E-2,4.8255115530433497E-2,7.6482239929179296E-2,8.1285072558157298E-2,8.60879051871353E-2,3.9818903085987699E-2,4.8177891359399101E-2,5.6536879632810601E-2,0.16378350455986601,0.21075083307335701,0.25771816158684802,0.123526103431278,0.14253011934378201,0.16153413525628599,0.18808410142260901,0.199207354732548,0.21033060804248799,4.8614703712895203E-2,8.6563936713267495E-2,0.12451316971364,7.1822353211716899E-2,8.6274412089684296E-2,0.100726470967652,5.0560019630261903E-2,6.0672023556314299E-2,7.0784027482366702E-2,5.87850493657954E-2,7.6869716024907594E-2,9.4954382684019706E-2,8.8513385509570303E-2,0.11208421802238799,0.13565505053520699,2.5187979135552901E-2,3.6094842930818202E-2,4.7427446793642601E-2]
[735,2940,294000000,3.0827456807941699E-2,3.9479049367589898E-2,4.8130641927238198E-2,7.6416339577523806E-2,8.1202836041097098E-2,8.5989332504670501E-2,3.9710877827079397E-2,4.8041434167588097E-2,5.63719905080967E-2,0.16351400419149301,0.21040404951111299,0.25729409483073201,0.123434037025573,0.14242388887566099,0.16141374072574899,0.18768071739261,0.19878011465776499,0.20987951192291901,4.8513726488485703E-2,8.6384135431028103E-2,0.12425454437357,7.1743988759030597E-2,8.6180279180054997E-2,0.100616569601079,5.0451584447768497E-2,6.05419013373222E-2,7.0632218226875904E-2,5.8595304299925398E-2,7.6618458487407906E-2,9.4641612674890296E-2,8.8378361872316194E-2,0.111953139358228,0.13552791684413901,2.5112868824305901E-2,3.5983092779718097E-2,4.7279054117473601E-2]
[737.5,2950,295000000,3.07624819583928E-2,3.9384747085635399E-2,4.8007012212878099E-2,7.6350886007600302E-2,8.1121157059432694E-2,8.58914281112651E-2,3.9603584942625898E-2,4.7905902109099001E-2,5.6208219275572097E-2,0.16333516131873099,0.210173920814544,0.25701268031035701,0.12337289375636699,0.14235333894965399,0.161333784142941,0.18741291343632399,0.19849647283309599,0.20958003222986801,4.8446747165508598E-2,8.6264871228380099E-2,0.124082995291252,7.1691960592778006E-2,8.6117781931568702E-2,0.10054360327035899,5.0379595052499802E-2,6.0455514062999802E-2,7.0531433073499697E-2,5.8406845641281603E-2,7.6368904390840403E-2,9.4330963140399196E-2,8.8099983374379007E-2,0.11159484636033799,0.13508970934629799,2.5038267735508098E-2,3.5872100256761102E-2,4.7131667493346401E-2]
[740,2960,296000000,3.0697946128097599E-2,3.9291081981261702E-2,4.7884217834425799E-2,7.6285874691218697E-2,8.1040029962470603E-2,8.5794185233722495E-2,3.9497017009915099E-2,4.7771285807582602E-2,5.604555460525E-2,0.16306812520043501,0.20983030816232401,0.25659249112421301,0.123281531645097,0.14224792112895801,0.16121431061281899,0.18701287236165201,0.198072773415298,0.20913267446894401,4.8346777718793303E-2,8.6086864407443106E-2,0.123826951096093,7.1614242615658394E-2,8.6024425581004302E-2,0.10043460854635,5.0272058491311798E-2,6.03264701895741E-2,7.0380881887836505E-2,5.8219660351952897E-2,7.6121036470601006E-2,9.4022412589249205E-2,8.78234858122387E-2,0.11123897426108301,0.13465446270992801,2.4964170708121101E-2,3.5761857683283597E-2,4.6985276724787597E-2]
[742.5,2970,297000000,3.0633844882518101E-2,3.9198047618331601E-2,4.7762250354144997E-2,7.6221301161174704E-2,8.0959449175621104E-2,8.5697597190067407E-2,3.9391166706203899E-2,4.7637576012970098E-2,5.5883985319736297E-2,0.16289091391514701,0.209602278934931,0.25631364395471601,0.123220855301793,0.14217790996360699,0.16113496462542101,0.18674728058496201,0.19779147459805099,0.20883566861114,4.8280465047360402E-2,8.5968787252697798E-2,0.123657109458035,7.1562641853925704E-2,8.5962441739166895E-2,0.100362241624408,5.0200663753083297E-2,6.0240796503699998E-2,7.0280929254316601E-2,5.8033735569623102E-2,7.5874837694605804E-2,9.3715939819588395E-2,8.7548850186543695E-2,0.110885498606941,0.13422214702733801,2.4890572650615402E-2,3.5652357484038201E-2,4.68398717526501E-2]
[745,2980,298000000,3.05701738466406E-2,3.9105637647098901E-2,4.7641101447557302E-2,7.6157161010226307E-2,8.0879409199120803E-2,8.5601657388015298E-2,3.9286026807041102E-2,4.7504763599355002E-2,5.5723500391668998E-2,0.16262631290587701,0.20926179969506301,0.25589728648424798,0.12313019312877301,0.14207329976396901,0.16101640639916501,0.186350533391275,0.19737126386065099,0.208391994330028,4.8181490475027698E-2,8.57925519172687E-2,0.12340361335951,7.1485559669422299E-2,8.5869849115098706E-2,0.100254138560775,5.0094012621685002E-2,6.0112815146022E-2,7.0131617670358998E-2,5.7849058604624401E-2,7.5630291259388999E-2,9.3411523914153499E-2,8.7276057752967498E-2,0.110534395272625,0.13379273279228299,2.4817468539804498E-2,3.5543592185458897E-2,4.6695442652808797E-2]
[747.5,2990,299000000,3.0506928703979599E-2,3.9013845802764201E-2,4.7520762901548698E-2,7.6093449890091203E-2,8.0799904606782103E-2,8.5506359323472905E-2,3.9181590184623499E-2,4.7372839562916297E-2,5.5564088941209101E-2,0.16245071841765099,0.20903585090506599,0.25562098339248102,0.12306997864017501,0.14200382150789401,0.16093766437561299,0.18608712144718401,0.19709227379083499,0.20809742613448601,4.8115838546844501E-2,8.5675651290044605E-2,0.12323546403324501,7.14343838101862E-2,8.5808375674431003E-2,0.100182367538676,5.0023203845403097E-2,6.0027844614483697E-2,7.0032485383564297E-2,5.7665616937050398E-2,7.5387380586280597E-2,9.3109144235510893E-2,8.7005090017943695E-2,0.11018564045559601,0.133366190893248,2.4744853419701299E-2,3.5435554413960402E-2,4.6551979633902903E-2]
[750,3000,300000000,3.0444105195603099E-2,3.8922665904058303E-2,4.74012266125136E-2,7.6030163510464294E-2,8.0720930044766201E-2,8.5411696579068094E-2,3.9077849806185297E-2,4.7241795019883903E-2,5.5405740233582398E-2,0.16218851969810399,0.208698462846825,0.25520840599554601,0.122979995399589,0.14189999469183301,0.16081999398407801,0.18569362015876201,0.19667550092083899,0.207657381682916,4.8017846227289503E-2,8.5501164965938903E-2,0.122984483704588,7.1357930852029502E-2,8.5716538889328106E-2,0.100075146926627,4.9917425247592101E-2,5.9900910297110498E-2,6.9884395346628894E-2,5.7483398213926902E-2,7.5146089317659703E-2,9.2808780421392498E-2,8.6735928734486697E-2,0.10983921067068,0.13294249260687299,2.4672722400398799E-2,3.5328236894271801E-2,4.6409473035123099E-2]
[752.5,3010,301000000,3.0381699119175799E-2,3.8832091851855502E-2,4.7282484584535198E-2,7.5967297638054404E-2,8.0642480230381799E-2,8.5317662822709306E-2,3.8974798732419699E-2,4.7111621204544402E-2,5.5248443676669201E-2,0.16201450575607601,0.20847454784789099,0.25493458993970702,0.122920237878217,0.14183104370563501,0.16074184953305301,0.185432356421454,0.196398786102293,0.207365215783131,4.7952841544050398E-2,8.5385416830987701E-2,0.122817992117925,7.1307169743896795E-2,8.5655563655778505E-2,0.10000395756766001,4.9847193932019501E-2,5.9816632718423399E-2,6.9786071504827296E-2,5.7302390246438697E-2,7.4906401313282106E-2,9.2510412380125404E-2,8.6468555898095906E-2,0.10949508274480001,0.132521609591504,2.4601070656972101E-2,3.5221632447803797E-2,4.62679133240428E-2]
[755,3020,302000000,3.0319706328022999E-2,3.8742117627813003E-2,4.7164528927602999E-2,7.5904848095640298E-2,8.0564549950907005E-2,8.5224251806173795E-2,3.8872430115930702E-2,4.6982309467286799E-2,5.5092188818643001E-2,0.16175468163589299,0.208140215340303,0.25452574904471298,0.122830933146424,0.14172799978433501,0.160625066422247,0.185042054127846,0.195985401414977,0.20692874870210701,4.7855816566529402E-2,8.5212652967952898E-2,0.12256948936937601,7.1231337709102005E-2,8.5564472735933594E-2,9.98976077627651E-2,4.9742275257941997E-2,5.9690730309530399E-2,6.9639185361118794E-2,5.7273752313489697E-2,7.4907314739039693E-2,9.2540877164589599E-2,8.6202953742740701E-2,0.109153233811807,0.13210351388087299,2.4529893428402502E-2,3.5115733991047497E-2,4.6127291094492803E-2]
[757.5,3030,303000000,3.0258122730211001E-2,3.8652737293038003E-2,4.7047351855864998E-2,7.5842810761145601E-2,8.0487134062434601E-2,8.5131457363723601E-2,3.8770737199717298E-2,4.6853851272686098E-2,5.4936965345654898E-2,0.161582247533513,0.20791833322327,0.25425441891302702,0.12277162112079,0.14165956283168099,0.16054750454257199,0.18478290767087899,0.195710929092275,0.20663895051367101,4.7791453597774203E-2,8.5098047477669303E-2,0.122404641357565,7.1180991066188401E-2,8.5503995366092198E-2,9.9826999665995994E-2,4.9672613089835997E-2,5.9607135707803197E-2,6.9541658325770306E-2,5.7094631018725701E-2,7.4669996868613794E-2,9.2245362718501894E-2,8.5939104736925898E-2,0.108813641307414,0.13168817787790299,2.44591860165231E-2,3.5010534534005801E-2,4.5987597064477803E-2]
[760,3040,304000000,3.0196944287647801E-2,3.8563944986781298E-2,4.6930945685914799E-2,7.5781181566731901E-2,8.0410227488740299E-2,8.5039273410748698E-2,3.8669713315686201E-2,4.6726238197625503E-2,5.4782763079564901E-2,0.16132475351890099,0.207586999013292,0.25384924450768298,0.12268298458280801,0.14155728990324001,0.16043159522367201,0.18439575849481801,0.1953008839972,0.20620600949958201,4.7695383916285902E-2,8.4926984626447793E-2,0.12215858533661,7.1105773790226298E-2,8.5413642906552401E-2,9.9721512022878406E-2,4.95685420073615E-2,5.9482250408833703E-2,6.9395958810305997E-2,5.6916688153532603E-2,7.4434240299966994E-2,9.1951792446401504E-2,8.5676991579833495E-2,0.108476282964235,0.13127557434863599,2.4388943784985E-2,3.4906027178655097E-2,4.5848822074134002E-2]
[762.5,3050,305000000,3.0136167015199802E-2,3.8475734925155797E-2,4.6815302835111802E-2,7.5719956497909205E-2,8.0333825220173294E-2,8.4947693942437397E-2,3.85693518831947E-2,4.65994619294555E-2,5.4629571975716301E-2,0.161153872714737,0.20736711562558,0.25358035853642402,0.122624116892248,0.141489365644901,0.160354614397554,0.18413869907014099,0.195028622133429,0.20591854519671701,4.7631654713691102E-2,8.4813507627949994E-2,0.121995360542209,7.10558298080394E-2,8.5353649220632696E-2,9.9651468633226006E-2,4.9499440855833098E-2,5.9399329026999702E-2,6.9299217198166299E-2,5.6739912126799699E-2,7.4200029676032703E-2,9.1660147225265803E-2,8.5416597197541702E-2,0.10814113680691199,0.13086567641628299,2.4319162158243899E-2,3.4802205117437902E-2,4.57109570837268E-2]
[765,3060,306000000,3.0075786979826599E-2,3.8388101399880803E-2,4.6700415819934997E-2,7.5659131592664602E-2,8.02579223125683E-2,8.4856713032472095E-2,3.8469646407621197E-2,4.6473514264188401E-2,5.4477382120755598E-2,0.16089869122842099,0.20703875709539399,0.25317882296236799,0.122536141859809,0.141387855992087,0.16023957012436499,0.183754658136662,0.19462186910173301,0.205489080066805,4.7536528544017999E-2,8.4644124805419899E-2,0.121751721066822,7.0981221319873902E-2,8.5264028048872897E-2,9.9546834777871906E-2,4.9396205302253998E-2,5.9275446362704799E-2,6.91546874231556E-2,5.6564291498934299E-2,7.3967349840490096E-2,9.1370408182046003E-2,8.5157904739317197E-2,0.10780818114735,0.13045845755538199,2.4249836620566501E-2,3.4699061631784198E-2,4.5573993171688303E-2]
[767.5,3070,307000000,3.0015800299732699E-2,3.83010387770506E-2,4.6586277254368501E-2,7.5598702940607401E-2,8.0182513886179196E-2,8.4766324831751103E-2,3.8370590478965003E-2,4.6348387104729098E-2,5.4326183730493097E-2,0.16072933767085301,0.20682083891470099,0.25291234015854902,0.122477707383878,0.14132043159678201,0.16016315580968701,0.18349965615441499,0.19435178635709599,0.20520391655977599,4.7473421494536101E-2,8.4531755620373003E-2,0.12159008974620999,7.0931679962990907E-2,8.5204518004324395E-2,9.9477356045657897E-2,4.9327657213339302E-2,5.9193188656007097E-2,6.9058720098675003E-2,5.6389814979393799E-2,7.3736185834495094E-2,9.1082556689596306E-2,8.49008975739802E-2,0.107477394580032,0.13005389158608399,2.4180962715056299E-2,3.4596590090662398E-2,4.54379215326925E-2]
[770,3080,308000000,2.9956203143535601E-2,3.8214541495927103E-2,4.6472879848318598E-2,7.55386666821313E-2,8.0107595124633196E-2,8.4676523567134898E-2,3.8272177770471899E-2,4.6224072459139197E-2,5.4175967147806599E-2,0.16047645169400099,0.20649543416507499,0.25251441663614899,0.122390384042664,0.14121967389538201,0.16004896374809899,0.183125527462798,0.19395553177511399,0.20478553608743,4.7380423458970797E-2,8.4366162179493998E-2,0.121351900900017,7.0857670602904793E-2,8.51156165169039E-2,9.9373562430903006E-2,4.92270862134545E-2,5.9072503456145502E-2,6.8917920698836399E-2,5.6216471424265897E-2,7.3506522893473994E-2,9.0796574362682E-2,8.46455592863401E-2,0.107148755977437,0.12965195266853499,2.41125360426988E-2,3.4494783949158302E-2,4.5302733475767999E-2]
[772.5,3090,309000000,2.98969917294497E-2,3.8128604067755797E-2,4.6360216406061902E-2,7.5479019007592504E-2,8.0033161273904904E-2,8.4587303540217401E-2,3.8174402037287197E-2,4.6100562438936198E-2,5.4026722840585302E-2,0.16030860847584,0.20627945943582299,0.25225031039580698,0.12233238193960901,0.14115274839185599,0.15997311484410401,0.182890305081227,0.19370639839248199,0.20452249170373801,4.7321032263356599E-2,8.4260409489344101E-2,0.12119978671533201,7.0808528073107599E-2,8.5056585551232897E-2,9.9304643029358305E-2,4.9163855188569597E-2,5.8996626226283502E-2,6.8829397263997394E-2,5.6044249833896102E-2,7.3278346443980499E-2,9.0512443054064903E-2,8.4540626132180205E-2,0.10705743418340501,0.12957424223462999,2.4044552261424601E-2,3.4393636747081499E-2,4.5168420422448202E-2]
[775,3100,310000000,2.9838162324486901E-2,3.8043221074604998E-2,4.6248279824723001E-2,7.5419756156503606E-2,7.99592076413118E-2,8.4498659126120104E-2,3.8077257115135398E-2,4.5977849257424298E-2,5.3878441399713199E-2,0.160057966892002,0.205956942691914,0.25185591849182598,0.122245697350918,0.141052727712597,0.15985975807427699,0.18253883249216299,0.19333413979008701,0.20412944708801001,4.7232356675445002E-2,8.4102512651685196E-2,0.120972668627925,7.0735108376858993E-2,8.4968392379519697E-2,9.9201676382180304E-2,4.9069374497719198E-2,5.8883249397262999E-2,6.8697124296806897E-2,5.5873139350560999E-2,7.3051642100612796E-2,9.0230144850664704E-2,8.4288097354272701E-2,0.10673227054081599,0.12917644372735901,2.39770070851908E-2,3.4293142107598602E-2,4.5034973904956199E-2]
[777.5,3110,311000000,2.9779711243671899E-2,3.7958387168226797E-2,4.6137063092781698E-2,7.5360874416743898E-2,7.9885729594527E-2,8.4410584772310102E-2,3.79807369190239E-2,4.5855925228057898E-2,5.3731113537091799E-2,0.15989162185262101,0.20574289576624,0.25159416967985898,0.12218812355779,0.140986296412835,0.15978446926787901,0.18230541876088099,0.193086922020933,0.203868425280986,4.7173510495648802E-2,8.3997730423374606E-2,0.12082195035109999,7.0686357135560304E-2,8.4909831437227995E-2,9.9133305738895602E-2,4.9006629656881698E-2,5.8807955588258097E-2,6.8609281519634399E-2,5.5703129256186201E-2,7.2826395662990304E-2,8.9949662069794406E-2,8.4037192555644305E-2,0.10640919798274499,0.128781203409846,2.3909896283080701E-2,3.4193293735893797E-2,4.4902385564425697E-2]
[780,3120,312000000,2.9721634849272299E-2,3.78740970689408E-2,4.6026559288609298E-2,7.5302370123783699E-2,7.9812722560612406E-2,8.43230749974411E-2,3.7884835441973103E-2,4.5734782762836997E-2,5.3584730083701002E-2,0.15965817599884699,0.20544250588086899,0.25122683576289201,0.122102071750664,0.14088700586615099,0.15967193998163801,0.18195663999322401,0.19271751655196301,0.20347839311070201,4.7085649979886103E-2,8.3841284913164504E-2,0.120596919846443,7.06135255384302E-2,8.4822344701650995E-2,9.9031163864871694E-2,4.8912873093369003E-2,5.8695447712042798E-2,6.8478022330716606E-2,5.5534208970108703E-2,7.2602593112788397E-2,8.9670977255468104E-2,8.3787896121109706E-2,0.106088196402611,0.12838849668411301,2.3843215678420002E-2,3.4094085417853803E-2,4.47706471491549E-2]
[782.5,3130,313000000,2.9663929550044599E-2,3.7790345564538398E-2,4.5916761579032302E-2,7.5244239659924494E-2,7.9740182025070105E-2,8.4236124390215605E-2,3.7789546753769603E-2,4.5614414370732999E-2,5.3439281987696499E-2,0.15950668255977599,0.20524756947030001,0.25098845638082401,0.1220449156312,0.14082105649753801,0.15959719736387701,0.18172500950409901,0.192472187485524,0.20321936546694999,4.70273447343071E-2,8.3737465878944803E-2,0.12044758702358201,7.0565162025892497E-2,8.4764249506712297E-2,9.8963336987532097E-2,4.8850607606699098E-2,5.8620729128038999E-2,6.8390850649378804E-2,5.5366368046881498E-2,7.2380220610830603E-2,8.9394073174779806E-2,8.3540192635038493E-2,0.105769245950784,0.12799829926653,2.3776961147910499E-2,3.3995511018778797E-2,4.4639750512895503E-2]
[785,3140,314000000,2.9606591800493499E-2,3.7707127509208703E-2,4.58076632179239E-2,7.5186479453553098E-2,7.9668103530911596E-2,8.4149727608269997E-2,3.7694864999744303E-2,4.5494812656144197E-2,5.3294760312544098E-2,0.15928038480384299,0.204956377504945,0.25063237020604701,0.12195949756848901,0.14072249719440999,0.159485496820332,0.181378886862016,0.19210559522482301,0.20283230358762999,4.6940286925722399E-2,8.3582449678964901E-2,0.120224612432207,7.0492909409763105E-2,8.4677458254410601E-2,9.8862007099058E-2,4.8757565037624899E-2,5.8509078045149897E-2,6.8260591052674902E-2,5.5199596174120701E-2,7.2159264494235598E-2,8.9118932814350502E-2,8.3294066878178002E-2,0.10545232703049801,0.12761058718281801,2.3711128620780099E-2,3.3897564482118399E-2,4.4509687613172699E-2]
[787.5,3150,315000000,2.9549618100145902E-2,3.7624437822484202E-2,4.5699257544822597E-2,7.5129085978409907E-2,7.9596482677744995E-2,8.4063879377080097E-2,3.7600784399573102E-2,4.5375970317381303E-2,5.3151156235189401E-2,0.159130144528427,0.204763053621137,0.25039596271384801,0.121902755359558,0.14065702541487499,0.15941129547019101,0.18114901475822101,0.191862128534245,0.20257524231026899,4.6882513600075899E-2,8.3479577787890197E-2,0.120076641975705,7.0444930175254203E-2,8.4619824661738299E-2,9.8794719148222396E-2,4.86957722234354E-2,5.84349266681225E-2,6.8174081112809606E-2,5.5190727633433398E-2,7.2187695086804005E-2,8.91846625401745E-2,8.30495038245357E-2,0.105137420293832,0.127225336763129,2.3645714077948899E-2,3.3800239828230397E-2,4.4380450509638701E-2]
[790,3160,316000000,2.9493004992838402E-2,3.75422714882074E-2,4.5591537983576298E-2,7.5072055752871597E-2,7.9525315120879694E-2,8.3978574488887806E-2,3.7507299246100502E-2,4.5257880145181298E-2,5.3008461044262198E-2,0.15890569855490799,0.204474244464037,0.25004279037316501,0.121817958771556,0.14055918319794899,0.159300407624342,0.18080551136058401,0.19149831041954299,0.202191109478502,4.6796248899665702E-2,8.3325973806037401E-2,0.119855698712409,7.0373247600065497E-2,8.4533718153737294E-2,9.8694188707408995E-2,4.8603433734896097E-2,5.8324120481875297E-2,6.8044807228854504E-2,5.5025567102947898E-2,7.1968746684630505E-2,8.8911926266313196E-2,8.2806488638321504E-2,0.10482450663777899,0.126842524637236,2.35807135512116E-2,3.3703531153164497E-2,4.4252031362456097E-2]
[792.5,3170,317000000,2.9436749066018699E-2,3.7460623553515801E-2,4.54844980410129E-2,7.5015385339247106E-2,7.9454596570447594E-2,8.3893807801648096E-2,3.7414403904185399E-2,4.5140535021250199E-2,5.2866666138314998E-2,0.15875668858922201,0.20428250369936701,0.24980831880951099,0.12176162684904,0.14049418482581599,0.159226742802591,0.1805773733204,0.19125668034472501,0.201935987369049,4.6739001163589998E-2,8.3224037786188296E-2,0.119709074408787,7.0325645458510402E-2,8.4476537532478899E-2,9.8627429606447506E-2,4.8542107055339102E-2,5.8250528466406999E-2,6.7958949877474806E-2,5.4861448594736698E-2,7.1751179660388797E-2,8.8640910726040897E-2,8.2565006670947697E-2,0.104513567200375,0.126462127729802,2.3516123122434701E-2,3.3607432627468098E-2,4.4124422430713198E-2]
[795,3180,318000000,2.9380846950059498E-2,3.7379489127847498E-2,4.5378131305635498E-2,7.4959071343086603E-2,7.9384322790541195E-2,8.3809574237995704E-2,3.73220928095691E-2,4.50239279168319E-2,5.2725763024094603E-2,0.158534081922588,0.20399606129744799,0.24945804067230801,0.121677439690743,0.14039704579701101,0.159116651903279,0.180236453076937,0.19089559815137999,0.20155474322582201,4.6653520177677703E-2,8.3071829295966904E-2,0.119490138414256,7.0254527996540597E-2,8.4391109849503099E-2,9.8527691702465503E-2,4.8450462946016702E-2,5.8140555535220101E-2,6.7830648124423507E-2,5.4698362278400997E-2,7.1534980982211505E-2,8.8371599686021901E-2,8.2325043458085806E-2,0.104204583356917,0.126084123255749,2.3451938922769699E-2,3.3511938495015103E-2,4.3997616070868002E-2]
[797.5,3190,319000000,2.9325295317586E-2,3.7298863381963997E-2,4.5272431446342E-2,7.4903110412503804E-2,7.9314489598367593E-2,8.3725868784231397E-2,3.7230360467764297E-2,4.4908051891305201E-2,5.2585743314846202E-2,0.15838628838048299,0.20380588578371001,0.24922548318693699,0.12162151456516999,0.14033251680596601,0.15904351904676101,0.180010025298148,0.190655779482447,0.201301533666746,4.6596791835719298E-2,8.2970818115642997E-2,0.119344844395567,7.0207303550334305E-2,8.4334382923267406E-2,9.8461462296200494E-2,4.8389596002888897E-2,5.8067515203466702E-2,6.7745434404044402E-2,5.4536298446807303E-2,7.13201377816403E-2,8.8103977116473303E-2,8.2086584716777794E-2,0.10389753671624,0.125708488715702,2.3388157131879899E-2,3.3417043071856403E-2,4.3871604735222502E-2]
[800,3200,320000000,2.9270090882815399E-2,3.7218741546992201E-2,4.5167392211169E-2,7.4847499237510995E-2,7.9245092863419006E-2,8.3642686489327003E-2,3.71392014529646E-2,4.47929000908069E-2,5.2446598728649298E-2,0.158165500420827,0.20352178362973999,0.24887806683865399,0.121537931705417,0.140236075044712,0.15893421838400601,0.179671652886466,0.19029739579910601,0.200923138711747,4.6512085370084597E-2,8.2819988745711795E-2,0.11912789212133899,7.01367445023377E-2,8.4249626018051998E-2,9.8362507533766297E-2,4.8298636777874299E-2,5.7958364133449201E-2,6.7618091489023993E-2,5.4375247514161E-2,7.1106637351072699E-2,8.7838027187984294E-2,8.1849616342603002E-2,0.10359240911706701,0.125335201891531,2.33247739771833E-2,3.3322740745092498E-2,4.3746380970424797E-2]
[802.5,3210,321000000,2.9215230400909401E-2,3.7139118913484398E-2,4.5063007426059398E-2,7.4792234549366704E-2,7.9176128506658103E-2,8.3560022463949599E-2,3.7048610406974797E-2,4.4678465746880003E-2,5.2308321086785098E-2,0.15801890119822801,0.20333314492419,0.24864738865015301,0.12148240332153799,0.140172003832544,0.15886160434354901,0.17944691207131799,0.190059363860482,0.20067181564964601,4.6455867854184901E-2,8.27198871485232E-2,0.118983906442861,7.0097393849479994E-2,8.4202357246021597E-2,9.8307320642563298E-2,4.8238223308573899E-2,5.7885867970288801E-2,6.7533512632003495E-2,5.42152000141169E-2,7.0894467141256204E-2,8.7573734268395598E-2,8.1614124406896596E-2,0.103289182624431,0.124964240841965,2.32617857331078E-2,3.3229025971766302E-2,4.3621937415999602E-2]
[805,3220,322000000,2.9160710667338201E-2,3.7059990830495299E-2,4.4959270993652399E-2,7.4737313119934395E-2,7.9107592499718701E-2,8.3477871879502993E-2,3.6958582038161401E-2,4.4564742175147602E-2,5.2170902312133803E-2,0.15779990330876401,0.20305134616936499,0.248302789029967,0.121399419821698,0.14007625364042001,0.15875308745914299,0.17911105291475199,0.18970364206562401,0.20029623121649701,4.6371924413605999E-2,8.2570416430349403E-2,0.11876890844709299,7.0038584150531102E-2,8.4131713888138004E-2,9.8224843625744906E-2,4.8147939673412903E-2,5.7777527608095403E-2,6.7407115542778007E-2,5.4056146597924001E-2,7.0683614758830005E-2,8.7311082919735994E-2,8.1380095154020601E-2,0.102987839526159,0.124595583898297,2.3199188720361998E-2,3.3135893277777599E-2,4.3498266802906298E-2]
[807.5,3230,323000000,2.9106528517256602E-2,3.6981352704676403E-2,4.4856176892096103E-2,7.4682731761054805E-2,7.9039480864121506E-2,8.3396229967188304E-2,3.6869111120421599E-2,4.4451722774011597E-2,5.2034334427601497E-2,0.15765449801658099,0.20286424377133599,0.248073989526091,0.121344291644365,0.14001264420503601,0.15868099676570799,0.17888797625545599,0.18946737270067099,0.20004676914588601,4.6316216799965997E-2,8.2471222771367994E-2,0.11862622874277,6.9999519191651996E-2,8.4084788297289201E-2,9.8170057402926503E-2,4.8087973547043E-2,5.7705568256451602E-2,6.7323162965860203E-2,5.3898078032605302E-2,7.0474067963910994E-2,8.7050057895216706E-2,8.1147514998685694E-2,0.10268836232942399,0.124229209660162,2.3136979305218301E-2,3.3043337256816699E-2,4.3375361952123201E-2]
[810,3240,324000000,2.90526808248916E-2,3.6903199999387203E-2,4.4753719173882801E-2,7.4628487323928502E-2,7.8971789670504305E-2,8.3315092017080095E-2,3.6780192492172702E-2,4.4339401023374997E-2,5.1898609554577299E-2,0.15743726634369701,0.202584717721669,0.24773216909964099,0.121261896061074,0.13991757237816199,0.158573248695251,0.17855459650171401,0.189114276939988,0.19967395737826099,4.6233027586913798E-2,8.2323095039963906E-2,0.11841316249301399,6.9941125081170993E-2,8.4014644152382301E-2,9.8088163223593497E-2,4.7998356401995602E-2,5.7598027682394699E-2,6.7197698962793803E-2,5.37409851991714E-2,7.0265814667726106E-2,8.6790644136280806E-2,8.0916370523321998E-2,0.10239073375736001,0.123865096991399,2.30751538988101E-2,3.2951352569318498E-2,4.3253215773258399E-2]
[812.5,3250,325000000,2.8999164502941099E-2,3.6825528233822902E-2,4.4651891964704697E-2,7.4574576698510503E-2,7.8904515037866094E-2,8.3234453377221698E-2,3.6691821055358897E-2,4.4227770483388301E-2,5.1763719911417698E-2,0.157293033534778,0.20239912403372201,0.247505214532666,0.121207158293684,0.139854413415789,0.15850166853789399,0.17833316166646601,0.18887974649620301,0.19942633132594101,4.61778178249879E-2,8.2224787861840704E-2,0.118271757898693,6.9902336857131403E-2,8.3968050980822398E-2,9.8033765104513504E-2,4.7938831615605797E-2,5.7526597938726998E-2,6.7114364261848095E-2,5.3584859090866202E-2,7.0058842930286899E-2,8.6532826769707596E-2,8.0839392076864205E-2,0.102336436764115,0.123833481451366,2.3013708956441298E-2,3.2859933941435701E-2,4.3131821263186702E-2]
[815,3260,326000000,2.8945976501984199E-2,3.6748332982157801E-2,4.4550689462331303E-2,7.4520996812916004E-2,7.8837653132825702E-2,8.31543094527354E-2,3.6603991774477297E-2,4.4116824793218302E-2,5.1629657811959301E-2,0.15707755747587901,0.202121857046168,0.24716615661645699,0.12112534606419099,0.13976001468945101,0.15839468331471199,0.17800222816703301,0.188529241660783,0.19905625515453201,4.6095375477942901E-2,8.2077990009194204E-2,0.11806060454044601,6.9844361220399998E-2,8.3898409514748806E-2,9.7952457809097601E-2,4.7849872050110903E-2,5.7419846460133102E-2,6.6989820870155203E-2,5.3429690811446398E-2,6.9853140958108101E-2,8.6276591104769901E-2,8.0610610828103405E-2,0.10204171366048501,0.123472816492867,2.2952640976909099E-2,3.27690761640307E-2,4.3011171504710503E-2]
[817.5,3270,327000000,2.8893113809901699E-2,3.6671609872704701E-2,4.4450105935507703E-2,7.4467744632836397E-2,7.8771200168893205E-2,8.3074655704949901E-2,3.65166996756216E-2,4.40065576698404E-2,5.14964156640592E-2,0.156934480306376,0.20193775039423401,0.24694102048209199,0.12107099572256901,0.13969730275681,0.15832360979105201,0.177782413286529,0.18829642697551699,0.19881044066450501,4.6040660383888703E-2,8.1980563642740506E-2,0.117920466901592,6.9805850418013196E-2,8.3852149587491404E-2,9.7898448756969694E-2,4.7790782725072797E-2,5.7348939270087398E-2,6.6907095815102E-2,5.3275471573490898E-2,6.9648697101967097E-2,8.6021922630443406E-2,8.0383228853035393E-2,0.10174879314464599,0.123114357436256,2.28919465018389E-2,3.2678774091686298E-2,4.2891259665246401E-2]
[820,3280,328000000,2.8840573451307399E-2,3.65953545870897E-2,4.43501357228719E-2,7.4414817160967206E-2,7.8705152405755499E-2,8.2995487650543806E-2,3.6429939845542401E-2,4.3896962906852001E-2,5.13639859681616E-2,0.156720728442169,0.201662702039556,0.24660467563694299,0.12098976245582301,0.13960357206441201,0.15821738167300001,0.17745389357680399,0.18794847868080899,0.198443063784813,4.5958952746532201E-2,8.1835074023161897E-2,0.117711195299792,6.97482848024496E-2,8.3783000646844893E-2,9.78177164912402E-2,4.7702472012408001E-2,5.7242966414889601E-2,6.6783460817371201E-2,5.3122192696742399E-2,6.9445499854704995E-2,8.5768807012667606E-2,8.0157233353425006E-2,0.101457658729512,0.12275808410559901,2.28316221150313E-2,3.2589022641734203E-2,4.2772078995535201E-2]
[822.5,3290,329000000,2.8788352486990298E-2,3.6519562859441898E-2,4.4250773231893602E-2,7.4362211436445003E-2,7.8639506148574401E-2,8.2916800860703799E-2,3.6343707430726201E-2,4.3788034373308499E-2,5.12323613158907E-2,0.15657880311095701,0.20148007753248101,0.24638135195400501,0.12093579666854699,0.139541303848323,0.15814681102809999,0.17723567723123099,0.18771735706748599,0.19819903690374199,4.5904724283662199E-2,8.1738514158153697E-2,0.117572304032645,6.9710040755927502E-2,8.3737061151937298E-2,9.7764081547947093E-2,4.7643812390918701E-2,5.7172574869102398E-2,6.6701337347286199E-2,5.3132547412468902E-2,6.9500782596376404E-2,8.5869017780283802E-2,7.9932611686639093E-2,0.101168294128452,0.122403976570265,2.2771664441821299E-2,3.2499816793301599E-2,4.2653622828375301E-2]
[825,3300,330000000,2.8736448013366101E-2,3.6444230475598097E-2,4.41520129378302E-2,7.4309924534295899E-2,7.8574257747297593E-2,8.2838590960299302E-2,3.6257997636489903E-2,4.3679766012579502E-2,5.1101534388668997E-2,0.15636675723403601,0.20120722438203101,0.24604769153002701,0.120855131473279,0.13944822862301501,0.15804132577275001,0.17690953951135699,0.18737193163299601,0.197834323754636,4.5823746826304398E-2,8.1594324706021598E-2,0.11736490258573901,6.9652880667997505E-2,8.3668399338997002E-2,9.7683918009996498E-2,4.7556141983047903E-2,5.7067370379657402E-2,6.6578598776266998E-2,5.2980630602128098E-2,6.9299265073357E-2,8.5617899544585901E-2,7.9709351363288106E-2,0.100880683252247,0.122052015141207,2.2712070148449E-2,3.2411151586374601E-2,4.2535884577380098E-2]
[827.5,3310,331000000,2.8684857161938901E-2,3.6369353272321402E-2,4.4053849382703798E-2,7.4257953564892801E-2,7.8509403595982102E-2,8.2760853627071404E-2,3.6172805726092098E-2,4.3572151841226703E-2,5.09714979563613E-2,0.156225963252595,0.201026055655913,0.245826148059231,0.120801540816002,0.13938639324923299,0.15797124568246401,0.17669290071784099,0.18714248086782101,0.1975920610178,4.5769999558762903E-2,8.1498621663307402E-2,0.117227243767852,6.9614908043662604E-2,8.3622785881716594E-2,9.7630663719770694E-2,4.7497906424755501E-2,5.6997487709706599E-2,6.6497068994657696E-2,5.2829631718133797E-2,6.9098965178875593E-2,8.5368298639617396E-2,7.9487440044912205E-2,0.10059481020611,0.121702180367308,2.26528359414414E-2,3.2323022120879202E-2,4.2418857735756398E-2]
[830,3320,332000000,2.86335770987734E-2,3.6294927136534198E-2,4.3956277174294997E-2,7.42062956734236E-2,7.8444940132130006E-2,8.2683584590836606E-2,3.6088127019860597E-2,4.34651859479014E-2,5.0842244875942202E-2,0.15601560558435701,0.200755374832812,0.24549514408126699,0.12072143964726301,0.13929396882376499,0.157866498000268,0.176369113834208,0.18679954529752099,0.19722997676083501,4.5689740491027198E-2,8.1355711384533194E-2,0.117021682278039,6.9558145308808494E-2,8.3554601377044402E-2,9.7551057445280198E-2,4.7410867947356702E-2,5.6893041536827997E-2,6.6375215126299403E-2,5.2679542465970702E-2,6.8899871910264504E-2,8.5120201354558306E-2,7.9266865541707102E-2,0.100310659286757,0.121354453031807,2.25939585670062E-2,3.2235423555778402E-2,4.2302535875106399E-2]
[832.5,3330,333000000,2.8582605023975201E-2,3.6220948004565601E-2,4.3859290985155903E-2,7.4154948039367993E-2,7.8380863836036402E-2,8.2606779632704699E-2,3.6003956894335401E-2,4.3358862492262E-2,5.0713768090188599E-2,0.15587593123660001,0.20057564681180101,0.24527536238700201,0.120668228138617,0.13923257092917399,0.15779691371973101,0.17615403203469901,0.186571743606643,0.19698945517858801,4.5636470327663298E-2,8.1260857879359702E-2,0.116885245431056,6.9520437428375007E-2,8.3509305935304104E-2,9.7498174442233201E-2,4.7353050926103799E-2,5.68236611113246E-2,6.6294271296545401E-2,5.2530354650757602E-2,6.8701974397020499E-2,8.4873594143283396E-2,7.9047615810293195E-2,0.100028214979532,0.121008814148771,2.25354348104355E-2,3.2148351108185598E-2,4.2186912644250098E-2]
[835,3340,334000000,2.8531938171181902E-2,3.61474118614111E-2,4.3762885551640401E-2,7.4103907875984601E-2,7.8317171230148003E-2,8.2530434584311294E-2,3.5920290781427403E-2,4.3253175703911101E-2,5.0586060626394799E-2,0.15566724440378801,0.20030711596075701,0.24494698751772601,0.120588687104489,0.13914079281287201,0.15769289852125501,0.17584641847441701,0.18624593784655999,0.196645457218703,4.55593790770581E-2,8.1123588254557497E-2,0.116687797432057,6.9464071605042102E-2,8.3441598208495699E-2,9.7419124811949198E-2,4.7270360087436701E-2,5.6724432104923998E-2,6.61785041224114E-2,5.23820601757553E-2,6.8505261898825803E-2,8.4628463621896299E-2,7.8829678951522306E-2,9.9747461955583802E-2,0.12066524495964499,2.24772614955208E-2,3.2061800052494697E-2,4.2071981768069602E-2]
[837.5,3350,335000000,2.84815738070619E-2,3.6074314740006899E-2,4.3667055672951899E-2,7.4053172429806399E-2,7.8253858878434904E-2,8.2454545327063505E-2,3.5837124167591702E-2,4.3148119881351601E-2,5.0459115595111403E-2,0.155528674031262,0.20012880849610901,0.24472894296095599,0.12053584553997899,0.13907982177689901,0.15762379801381801,0.17564944004424199,0.18603731015438499,0.19642518026452799,4.5509510382926999E-2,8.10347914471507E-2,0.116560072511374,6.94266256782647E-2,8.3396617430598494E-2,9.7366609182932204E-2,4.7217409536655798E-2,5.6660891443986901E-2,6.6104373351318094E-2,5.2234651040902302E-2,6.8309723803605393E-2,8.4384796566308595E-2,7.8613043208326294E-2,9.94683850690921E-2,0.120323726929858,2.2419435483978799E-2,3.1975765719524298E-2,4.1957737046373698E-2]
[840,3360,336000000,2.84315092308235E-2,3.6001652720515698E-2,4.3571796210207903E-2,7.4002738980145699E-2,7.8190923385772396E-2,8.2379107791398995E-2,3.5754452593016101E-2,4.3043689390961301E-2,5.0332926188906398E-2,0.15532163685634801,0.199862400366624,0.244403163876901,0.120456854253264,0.13898867798453499,0.15752050171580601,0.17535499741150501,0.18572545424766901,0.19609591108383301,4.5435019318456803E-2,8.0902151745619502E-2,0.116369284172782,6.9370648844196206E-2,8.3329376965284502E-2,9.72881050863727E-2,4.7138259244712502E-2,5.6565911093654997E-2,6.5993562942597506E-2,5.2088119341375798E-2,6.8115349625618493E-2,8.4142579909861195E-2,7.8397696963601604E-2,9.9190969354543704E-2,0.119984241745486,2.2361953674886501E-2,3.1890243495678698E-2,4.18441723527831E-2]
[842.5,3370,337000000,2.8381741773732001E-2,3.5929421929626899E-2,4.3477102085521802E-2,7.3952604838607799E-2,7.8128361397333507E-2,8.23041179560592E-2,3.5672271650823997E-2,4.2939878665985899E-2,5.0207485681147801E-2,0.15518415929284601,0.199685499090059,0.244186838887272,0.120404373548627,0.13892812332533899,0.157451873102051,0.17515938148476801,0.185518269637093,0.195877157789417,4.5385565514784197E-2,8.0814093697243405E-2,0.116242621879702,6.9333460265946806E-2,8.32847053194605E-2,9.7235950372974195E-2,4.7085674949307099E-2,5.6502809939168501E-2,6.5919944929029903E-2,5.1942457266178903E-2,6.7922129003584006E-2,8.3901800740989199E-2,7.8183628738133504E-2,9.8915200024057903E-2,0.119646771309982,2.2304813004127001E-2,3.1805228822122902E-2,4.1731281633635299E-2]
[845,3380,338000000,2.83322687986351E-2,3.5857618539867603E-2,4.3382968281100102E-2,7.3902767348613493E-2,7.8066169597993798E-2,8.22295718473742E-2,3.5590576986290999E-2,4.2836682205550002E-2,5.0082787424809101E-2,0.15497875520683899,0.19942119236174199,0.243863629516644,0.12032593508188801,0.13883761740217801,0.157349299722469,0.17486696924525,0.18520856420061399,0.19555015915597801,4.5311693338428001E-2,8.0682555995466199E-2,0.116053418652504,6.92778703105979E-2,8.3217929580413394E-2,9.7157988850228805E-2,4.7007070448641698E-2,5.6408484538370003E-2,6.5809898628098301E-2,5.1797657096752298E-2,6.7730051698839694E-2,8.3662446300927104E-2,7.7970827188555705E-2,9.8641062464758497E-2,0.119311297740961,2.2248010443845501E-2,3.1720717193972903E-2,4.1619058906908403E-2]
[847.5,3390,339000000,2.82830876994975E-2,3.5786238768926899E-2,4.3289389838356403E-2,7.3853223884929306E-2,7.8004344711745097E-2,8.2155465538560901E-2,3.5509364296075797E-2,4.27340945736851E-2,4.9958824851294402E-2,0.15484236372785501,0.19924568862040101,0.24364901351294799,0.120273819551282,0.13877748409763299,0.15728114864398399,0.17467269809126901,0.18500280389236601,0.19533290969346201,4.5262647409842802E-2,8.0595224214464994E-2,0.11592780101908701,6.9240936449881899E-2,8.31735639062606E-2,9.7106191362639302E-2,4.6954847642476399E-2,5.6345817170971597E-2,6.5736786699466906E-2,5.1653711205611401E-2,6.7539107593533404E-2,8.3424503981455303E-2,7.7759281105347106E-2,9.8368542236192402E-2,0.118977803367038,2.2191543001913599E-2,3.16367041594992E-2,4.15074982611651E-2]
[850,3400,340000000,2.8234195900943001E-2,3.5715278878991799E-2,4.3196361857040601E-2,7.3803971853207195E-2,7.7942883501120594E-2,8.2081795149034006E-2,3.5428629327464899E-2,4.2632110398375403E-2,4.9835591469285803E-2,0.15463857234171899,0.19898345705735901,0.243328341772999,0.120195917177936,0.13868759674377301,0.15717927630960901,0.17438228992089,0.184695221045243,0.19500815216959699,4.51893824604334E-2,8.0464767748424704E-2,0.11574015303641599,6.9185725693711606E-2,8.3107243668665801E-2,9.7028761643619899E-2,4.68767818569851E-2,5.6252138228382098E-2,6.5627494599779096E-2,5.1510612055006698E-2,6.7349286688846502E-2,8.3187961322686396E-2,7.7548979410863306E-2,9.8097625067794306E-2,0.118646270724725,2.21354077214049E-2,3.1553185319345999E-2,4.1396593854514503E-2]
[852.5,3410,341000000,2.8185590857805299E-2,3.56447351760944E-2,4.3103879494383497E-2,7.3755008689530999E-2,7.7881782766629395E-2,8.2008556843727806E-2,3.5348367877629697E-2,4.2530724370619603E-2,4.9713080863609503E-2,0.154503247893538,0.19880932633359699,0.24311540477365501,0.12014415793982899,0.13862787454595701,0.15711159115208401,0.17418934616922399,0.184490866641598,0.19479238711397101,4.5140742380659599E-2,8.0378158626786697E-2,0.115615574872914,6.9149045883724697E-2,8.3063183165205806E-2,9.6977320446686999E-2,4.6824915870759001E-2,5.6189899044910903E-2,6.5554882219062693E-2,5.13683521956078E-2,6.7160579103248699E-2,8.2952806010889599E-2,7.7339911157402796E-2,9.7828296856395602E-2,0.11831668255538801,2.2079601680078099E-2,3.1470156325762597E-2,4.1286339913591999E-2]
[855,3420,342000000,2.8137270054685901E-2,3.5574604009471197E-2,4.3011937964256598E-2,7.3706331859972093E-2,7.7821039346201798E-2,8.1935746832431405E-2,3.5268575792897799E-2,4.2429931243510501E-2,4.9591286694123202E-2,0.1543010533974,0.19854914959224301,0.242797245787086,0.120066788381685,0.138538601978867,0.15701041557605,0.173900916276785,0.184185379067348,0.194469841857911,4.5068080468720899E-2,8.0248775936650904E-2,0.115429471404581,6.9094212434695795E-2,8.2997316156311396E-2,9.6900419877926997E-2,4.67473818675797E-2,5.6096858241095601E-2,6.5446334614611495E-2,5.1226924265211297E-2,6.6972975070783106E-2,8.2719025876354907E-2,7.7132065525307603E-2,9.7560543663777005E-2,0.11798902180224601,2.20241219898701E-2,3.13876128818492E-2,4.1176730732558002E-2]
[857.5,3430,343000000,2.8089231005520601E-2,3.5504881770933402E-2,4.2920532536346097E-2,7.36579388601519E-2,7.7760650114643295E-2,8.1863361369134802E-2,3.51892489680357E-2,4.23297258313289E-2,4.9470202694621997E-2,0.15416678139554801,0.198376373119271,0.242585964842994,0.120015389928493,0.13847929607133799,0.15694320221418301,0.173709282907344,0.18398241254164899,0.194255542175955,4.5019839421926597E-2,8.0162877338022395E-2,0.115305915254118,6.9057784183250703E-2,8.2953557829880398E-2,9.6849331476510106E-2,4.6695868126167703E-2,5.6035041751401199E-2,6.5374215376634806E-2,5.1255623829455102E-2,6.7054146459816999E-2,8.2852669090178896E-2,7.7081737955438004E-2,9.7541484386128599E-2,0.118001230816819,2.1968965796398E-2,3.1305550740815903E-2,4.1067760672113103E-2]
[860,3440,344000000,2.8041471253152699E-2,3.5435564894247498E-2,4.2829658535342201E-2,7.3609827214812698E-2,7.7700611983099202E-2,8.1791396751385706E-2,3.5110383345545601E-2,4.22301030086547E-2,4.9349822671763903E-2,0.153966164165831,0.19811822594868,0.24227028773152801,0.11993855003838801,0.13839063465967899,0.15684271928096899,0.173422806019947,0.18367899347274,0.193935180925532,4.4947774048647401E-2,8.0034556851928201E-2,0.115121339655209,6.90033205881391E-2,8.2888135096728099E-2,9.6772949605317002E-2,4.6618859111759399E-2,5.5942630934111302E-2,6.5266402756463102E-2,5.1115345853206699E-2,6.6867942545689604E-2,8.2620539238172599E-2,7.6875851231674702E-2,9.7276121655299294E-2,0.117676392078924,2.1914130278469401E-2,3.1223965705253601E-2,4.0959424158531203E-2]
[862.5,3450,345000000,2.7993988368914501E-2,3.5366649854527803E-2,4.2739311340141098E-2,7.3561994477395101E-2,7.7640921898527102E-2,8.1719849319659199E-2,null,null,null,0.153832942783207,0.19794680137545001,0.24206065996769399,0.11988750036390899,0.13833173118912601,0.15677596201434199,0.17323246635343201,0.18347739715927999,0.19372232796512801,4.48999277503703E-2,7.9949361147343107E-2,0.114998794544316,6.8967137703982703E-2,8.2844671510271903E-2,9.6722205316561102E-2,4.6567693131643099E-2,5.5881231757971703E-2,6.5194770384300396E-2,5.0975881082617698E-2,6.6682818074542696E-2,8.2389755066467701E-2,null,null,null,2.1859612647601199E-2,3.11428536264193E-2,4.0851715682709198E-2]
[865,3460,346000000,2.7946779952215301E-2,3.5298133167639002E-2,4.2649486383062603E-2,7.3514438229623794E-2,7.75815768431804E-2,8.1648715456736895E-2,null,null,null,0.15363388771650799,0.197690664341095,0.24174744096568199,0.119811183816927,0.13824367363491599,0.156676163452905,0.17294791770238799,0.18317602036220701,0.193404123022025,4.4828450129728602E-2,7.9822087220792301E-2,0.11481572431185599,6.8913044164234605E-2,8.2779693294842693E-2,9.6646342425450907E-2,4.6491202447999001E-2,5.5789442937598799E-2,6.5087683427198603E-2,5.0837222466771997E-2,6.6498763687043994E-2,8.2160304907316101E-2,null,null,null,2.1805410147547302E-2,3.1062210403531899E-2]
[867.5,3470,347000000,2.7899843630136801E-2,3.5230011389608198E-2,4.2560179149079599E-2,7.3467156081099896E-2,7.7522573834098704E-2,8.1577991587097401E-2,null,null,null,0.153501694507995,0.19752056278602301,0.24153943106405101,0.119760480961265,0.138185170339921,0.15660985971857699,0.17275885539106101,0.18297577694644601,0.19319269850183099,4.4780994383705301E-2,7.9737586938332397E-2,0.11469417949296,6.8877104301640193E-2,8.2736521630628806E-2,9.6595938959617406E-2,4.6440379834785002E-2,5.5728455801742002E-2,6.5016531768698996E-2,5.0699363036032001E-2,6.6315770131749899E-2,8.1932177227467901E-2,null,null,null,2.1751520053833798E-2,3.0982031983082001E-2]
[870,3480,348000000,2.7853177057035799E-2,3.5162281116048903E-2,4.2471385175062097E-2,7.3420145668900205E-2,7.7463909922608806E-2,8.1507674176317199E-2,null,null,null,0.15330418269448701,0.197266411555406,0.241228640416325,0.11968468818783901,0.138097717139814,0.156510746091789,0.17247621069827501,0.18267641670731299,0.192876622716351,4.4710100701795798E-2,7.9611352780238398E-2,0.11451260485868101,6.8823373575917599E-2,8.2671979234486298E-2,9.6520584893055095E-2,4.63644009557721E-2,5.56372811469266E-2,6.4910161338081002E-2,5.0562295900871003E-2,6.6133828263555294E-2,8.1705360626239495E-2,null,null,null,2.16979396733025E-2,3.0902314358151901E-2]
[872.5,3490,349000000,2.7806777914153102E-2,3.5094938981593098E-2,4.2383100049033201E-2,7.3373404657183797E-2,7.7405582193833006E-2,8.1437759730482104E-2,null,null,null,0.153173016262557,0.19709763122020199,0.24102224617784601,0.11963433027308699,0.13803961185356201,0.156444893434037,0.17228840971703299,0.182477509216428,0.192666608715822,4.4663028983751199E-2,7.9527536302699806E-2,0.114392043621648,6.8787674455620201E-2,8.2629096754617007E-2,9.6470519053613799E-2,4.6313917401792998E-2,5.5576700882151699E-2,6.4839484362510302E-2,5.0426014250725203E-2,6.5952929042169706E-2,8.1479843833614202E-2,null,null,null,2.1644666343662501E-2,3.0823053567748601E-2]
[875,3500,350000000,2.77606439092297E-2,3.5027981659334198E-2,4.2295319409438703E-2,7.3326930736804893E-2,7.7347587766206496E-2,8.13682447956081E-2,null,null,null,0.15297703327644599,0.196845447230721,0.24071386118499599,0.119559048586796,0.13795274836938001,0.156346448151964,0.172007645181844,0.182180140327006,0.19235263547216899,4.4592710721025303E-2,7.94023267430502E-2,0.114211942765075,6.8734306930308006E-2,8.2564990641894404E-2,9.6395674353480801E-2,4.6238443929614799E-2,5.5486132715537803E-2,6.47338215014608E-2,5.0290511352866003E-2,6.5773063530620707E-2,8.1255615708375306E-2,null,null,null,2.15916974330491E-2,3.0744245696147601E-2]
[877.5,3510,351000000,2.7714772776129201E-2,3.4961405860279099E-2,4.2208038944428899E-2,7.3280721624933196E-2,7.7289923791003107E-2,8.1299125957073101E-2,null,null,null,0.15285912728452999,0.196693729961711,0.24052833263889301,0.119509027204785,0.13789503139013701,0.156281035575488,0.17182108981959501,0.18198255212075301,0.19214401442191201,4.4546021416684602E-2,7.9319191196035296E-2,0.114092360975386,6.8698844455965705E-2,8.2522392425763702E-2,9.6345940395561602E-2,4.6188295211610601E-2,5.5425954253932701E-2,6.4663613296254793E-2,5.0155780551290899E-2,6.5594222893781307E-2,8.10326652362717E-2,null,null,null,2.15390303395901E-2,3.0665886872247999E-2]
[880,3520,352000000,2.7669162274466901E-2,3.4895208332809402E-2,4.2121254391151997E-2,7.3234775064679E-2,7.7232587451868104E-2,8.1230399839057194E-2,null,null,null,0.15268290641711699,0.19646697516908401,0.24025104392105201,0.119434257288262,0.13780875840953399,0.156183259530805,0.17154218210604799,0.181687149865008,0.19183211762396801,4.4476272591179603E-2,7.9194995583273795E-2,0.113913718575368,6.8645831211939096E-2,8.2458711882634206E-2,9.6271592553329205E-2,4.6113320873386703E-2,5.5335985048064099E-2,6.4558649222741404E-2,5.0021815265633797E-2,6.5416398396923994E-2,8.0810981528214101E-2,null,null,null,2.1486662490980302E-2,3.0587973268938799E-2]
[882.5,3530,353000000,2.7623810189244501E-2,3.4829385862152701E-2,4.2034961535060797E-2,7.3189088824726994E-2,7.7175575964360296E-2,8.1162063103993598E-2,null,null,null,0.15256584095575099,0.196316339465121,0.24006683797449099,0.119384574037438,0.13775143158166001,0.15611828912588099,0.17135685695736799,0.18149086462689001,0.19162487229641201,4.4429961747672601E-2,7.9112533928253806E-2,0.113795106108835,6.8610605110127995E-2,8.2416397601800098E-2,9.6222190093472201E-2,4.6063502850262603E-2,5.5276203420315098E-2,6.4488903990367594E-2,4.98886089900938E-2,6.52395814042981E-2,8.05905538185024E-2,null,null,null,2.1434591344062399E-2,3.0510501102475499E-2]
[885,3540,354000000,2.7578714330492301E-2,3.4763935269861199E-2,4.19491562092301E-2,7.31436606989741E-2,7.7118886575501103E-2,8.1094112452027994E-2,null,null,null,0.152390870287861,0.19609119338511499,0.23979151648236899,0.11931030676959101,0.13766573858029801,0.15602117039100399,0.17107978318191999,0.18119740476794799,0.19131502635397499,4.4360774101320097E-2,7.8989337557962794E-2,0.113617901014606,6.85579410900818E-2,8.235313655333E-2,9.6148332016578103E-2,4.5989021494721803E-2,5.5186825793666197E-2,6.4384630092610598E-2,4.9756155292381601E-2,6.50637633777323E-2,8.0371371463082902E-2,null,null,null,2.1382814384415201E-2,3.0433466631868002E-2]
[887.5,3550,355000000,2.7533872532916202E-2,3.4698853413300902E-2,4.1863834293685703E-2,7.30984885061748E-2,7.7062516563331296E-2,8.1026544620487806E-2,null,null,null,0.15227464504537999,0.195941638845158,0.23960863264493601,0.119260960016045,0.137608800018514,0.155956640020982,0.17089567313898699,0.18100240649666899,0.19110913985435199,4.43148354545801E-2,7.8907538641063493E-2,0.113500241827547,6.8522951140014096E-2,8.23111059425779E-2,9.6099260745141704E-2,4.59395301053801E-2,5.5127436126456097E-2,6.4315342147532095E-2,4.9624447812684797E-2,6.4888935875259804E-2,8.0153423937834797E-2,null,null,null,2.1331329125949101E-2,3.0356866158277901E-2]
[890,3560,356000000,2.74892826555512E-2,3.4634137185148302E-2,4.17789917147455E-2,7.3053570089592096E-2,7.7006463236475697E-2,8.0959356383359299E-2,null,null,null,0.15210091188590599,0.19571808514730499,0.23933525840870501,0.119187193006285,0.137523684238021,0.155860175469757,0.170620410858599,0.18071086526421501,0.19080131966983099,4.4246205642230502E-2,7.87853355568289E-2,0.11332446547142699,6.8470635125504095E-2,8.2248262925148197E-2,9.6025890724792298E-2,4.5865535699661897E-2,5.5038642839594303E-2,6.4211749979526694E-2,4.94934802626492E-2,6.4715090549767498E-2,7.9936700836885796E-2,null,null,null,2.1280133110508099E-2,3.0280696024427199E-2]
[892.5,3570,357000000,2.74449425814207E-2,3.4569783512895698E-2,4.1694624444370797E-2,7.3008903316653898E-2,7.6950723933714299E-2,8.08925445507747E-2,null,null,null,0.15198551022109999,0.19556959035803401,0.239153670494967,0.119138174589596,0.13746712452645701,0.155796074463318,0.17043750110339301,0.18051713826542201,0.19059677542745099,4.4200635405570399E-2,7.8704192635428799E-2,0.11320774986528701,6.8435873669608002E-2,8.2206506786053596E-2,9.5977139902499106E-2,4.5816366960904902E-2,5.4979640353085897E-2,6.41429137452669E-2,4.93632464243784E-2,6.4542219147667307E-2,7.9721191870956207E-2,null,null,null,2.1229223907478501E-2,3.0204952614015301E-2]
[895,3580,358000000,2.7400850217201601E-2,3.4505789358365201E-2,4.16107284995288E-2,7.2964486078615803E-2,7.6895296023561502E-2,8.08261059685072E-2,null,null,null,0.15181301039445,0.19534762366932901,0.23888223694420799,0.119064898961235,0.13738257572450199,0.155700252487769,0.170164028304022,0.18022749234350699,0.19029095638299301,4.41325554091394E-2,7.8582968560151401E-2,0.11303338171116301,6.8383904523415404E-2,8.2144080433614805E-2,9.5904256343814206E-2,4.5742853587465201E-2,5.4891424304958199E-2,6.4039995022451293E-2,4.9233740149449999E-2,6.4370313507589996E-2,7.9506886865730098E-2,null,null,null,2.11785991134044E-2,3.0129632351147701E-2]
[897.5,3590,359000000,2.7357003492894501E-2,3.4442151717230397E-2,4.1527299941566301E-2,7.2920316290229201E-2,7.6840176903851906E-2,8.0760037517474598E-2,null,null,null,0.15169841589791999,0.19520016751570601,0.23870191913349201,0.119016210703119,0.13732639696513799,0.15563658322715601,0.16998230430077599,0.18003502122178999,0.190087738142803,4.4087352249678198E-2,7.8502479260906505E-2,0.112917606272135,6.8349373328202595E-2,8.2102600888145694E-2,9.5855828448088903E-2,4.5694003591966098E-2,5.48328043103593E-2,6.3971605028752501E-2,4.91049553579474E-2,6.4199365559100899E-2,7.9293775760254495E-2,null,null,null,2.1128256351609299E-2,3.0054731699772401E-2]
[900,3600,360000000,2.73134003615003E-2,3.4378867618546402E-2,4.1444334875592397E-2,7.2876391889414693E-2,7.6785364001332901E-2,8.0694336113251205E-2,null,null,null,0.151527129038032,0.194979761629821,0.238432394221609,0.118943420996135,0.137242408841694,0.155541396687254,0.16971059938624,0.17974724773703901,0.18978389608783799,4.4019816551803502E-2,7.8382224370303205E-2,0.112744632188803,6.8297740644826493E-2,8.2040578701407504E-2,9.5783416757988404E-2,4.5620965445583299E-2,5.4745158534700002E-2,6.3869351623816698E-2,4.9152135535039103E-2,6.43064509864512E-2,7.9460766437863303E-2,null,null,null,2.10781932718241E-2,2.9980247163126899E-2]
[902.5,3610,361000000,2.7270038798701001E-2,3.4315934124287101E-2,4.1361829449873197E-2,7.2832710836941802E-2,7.6730854771264595E-2,8.0628998705587498E-2,null,null,null,0.15141334194481901,0.19483334441428901,0.23825334688375899,0.11890806470123,0.13720161311680301,0.155495161532377,0.169530046874134,0.17955601738819499,0.189581987902257,4.3974972069151103E-2,7.8302373735376199E-2,0.112629775401601,6.8263434050834806E-2,8.1999368951307702E-2,9.5735303851780501E-2,4.5572430359922901E-2,5.4686916431907498E-2,6.3801402503892102E-2,4.9024290284249497E-2,6.4136627022499795E-2,7.9248963760750094E-2,null,null,null,2.1028407549821701E-2,2.99061752831941E-2]
[905,3620,362000000,2.7226916802547099E-2,3.4253348328891202E-2,4.1279779855235399E-2,7.27892711161124E-2,7.6676646697025605E-2,8.0564022277938699E-2,null,null,null,0.15124326438612601,0.194614494614501,0.237985724842875,0.11885518454430399,0.13714059755111899,0.15542601055793501,0.16926008865532899,0.179270093898386,0.189280099141443,4.3907975264451601E-2,7.8183078404559195E-2,0.112458181544667,6.8212142466633902E-2,8.1937756499554107E-2,9.5663370532474395E-2,4.5499861744800897E-2,5.4599834093760999E-2,6.3699806442721205E-2,4.8897151360812401E-2,6.3967741312492901E-2,7.9038331264173395E-2,null,null,null,2.0978896887056901E-2,2.9832512640167098E-2]
[907.5,3630,363000000,2.7184032393148799E-2,3.4191107358814303E-2,4.1198182324479797E-2,7.2746070732451498E-2,7.6622737289725795E-2,8.0499403847000106E-2,null,null,null,0.151130268672412,0.194469095718177,0.237807922763942,0.11882004326777799,0.13710004992435901,0.15538005658094001,0.169080693641423,0.17908008950193699,0.18907948536245101,4.3863488267984897E-2,7.8103864313912003E-2,0.112344240359839,6.8178058608618197E-2,8.18968143042548E-2,9.5615569999891403E-2,4.5451637807567197E-2,5.4541965369080597E-2,6.3632292930594095E-2,4.8770712927311499E-2,6.3799786102265693E-2,7.8828859277219804E-2,null,null,null,2.0929659010312799E-2,2.97592558519226E-2]
[910,3640,364000000,2.7141383612373601E-2,3.4129208372089402E-2,4.11170331318053E-2,7.2703107713400994E-2,7.6569124087825693E-2,8.0435140462250296E-2,null,null,null,0.150961380605066,0.19425177651387099,0.237542172422677,0.118767492020475,0.137039413869779,0.15531133571908301,0.168819471677366,0.178803418927102,0.188787366176839,4.3798287254084002E-2,7.7987766590180099E-2,0.112177245926276,6.8127097895872804E-2,8.1835599301749704E-2,9.5544100707626506E-2,4.5381417630937698E-2,5.4457701157125199E-2,6.3533984683312797E-2,4.8644969210478201E-2,6.3632753722863797E-2,7.8620538235249393E-2,null,null,null,2.0880691671353001E-2,2.9686401573503499E-2]
[912.5,3650,365000000,2.70989685235478E-2,3.4067648557894598E-2,4.1036328592241399E-2,7.2660380108020103E-2,7.6515804656761305E-2,8.0371229205502603E-2,null,null,null,0.150849176821025,0.194107396644701,0.23736561646837701,0.118732563304598,0.136999111505306,0.155265659706013,0.16865660736024601,0.17863092284929299,0.188605238338339,4.3756918824676097E-2,7.79141054582244E-2,0.11207129209177299,6.80932368264585E-2,8.1794924724465395E-2,9.5496612622472193E-2,4.5337637407916999E-2,5.44051648895005E-2,6.3472692371083897E-2,4.8519914500312497E-2,6.3466636589376499E-2,7.8413358678440501E-2,null,null,null,2.0831992646579301E-2,2.9613946496610099E-2]
[915,3660,366000000,2.7056785211163701E-2,3.4006425136126998E-2,4.0956065061090403E-2,7.2617885986689501E-2,7.6462776588576295E-2,8.0307667190463103E-2,null,null,null,0.15068145873205799,0.19389158292728101,0.237101707122504,0.118680324159965,0.13693883556919001,0.155197346978415,0.16841306885803201,0.178372981532432,0.188332894206832,4.3695099662490501E-2,7.7804029501067198E-2,0.111912959339644,6.8042606171775794E-2,8.1734106194145395E-2,9.5425606216514899E-2,4.5272170824816702E-2,5.4326604989780099E-2,6.3381039154743399E-2,4.8395543149218803E-2,6.3301427199788096E-2,7.8207311250357306E-2,null,null,null,2.0783559736695E-2,2.95418873490986E-2]
[917.5,3670,367000000,null,null,null,7.2575623440821496E-2,7.6410037501558697E-2,8.0244451562295899E-2,null,null,null,0.15057003123166199,0.193748201952506,0.23692637267335101,0.11864560890589899,0.13689877950680701,0.15515195010771499,0.168251212314038,0.17820155282723399,0.18815189334043,4.3654040240941799E-2,7.77309185922892E-2,0.111807796943637,6.8008962402119594E-2,8.1693692641570503E-2,9.5378422881021399E-2,4.5228661502074698E-2,5.4274393802489697E-2,6.3320126102904606E-2,4.8271849571155503E-2,6.3137118133848605E-2,7.8002386696541595E-2,null,null,null,2.07353907663742E-2,2.9470220894489099E-2]
[920,3680,368000000,null,null,null,7.2533590582573498E-2,7.6357585039884796E-2,8.0181579497196107E-2,null,null,null,0.15040348021484701,0.19353388998234,0.236664299749833,0.118593688198962,0.13683887099880301,0.15508405379864301,0.16800917633148099,0.17794520288871901,0.187881229445957,4.3592677554059198E-2,7.7621655440646295E-2,0.111650633327233,6.7958661061062298E-2,8.1633269689202898E-2,9.5307878317343497E-2,4.51635988124824E-2,5.4196318574978898E-2,6.3229038337475396E-2,4.8148828240799101E-2,6.2973702051963107E-2,7.7798575863127106E-2,null,null,null,2.0687483583935601E-2,2.9398943931480698E-2]
[922.5,3690,369000000,null,null,null,7.24917855445677E-2,7.6305416873268403E-2,8.0119048201969106E-2,null,null,null,0.15029282984551601,0.19339150899239199,0.236490188139268,0.118559184075435,0.13679905854857899,0.155038933021723,0.1678483154283,0.177774828706318,0.187701341984336,4.3551921703674799E-2,7.7549085074400503E-2,0.11154624844512601,6.7925232882185799E-2,8.1593115108479303E-2,9.5260997334772807E-2,4.51203571287613E-2,5.4144428554513603E-2,6.3168499980265802E-2,4.8026473692721103E-2,6.2811171694098694E-2,7.7595869695476397E-2,null,null,null,2.06398360610223E-2,2.9328053293475102E-2]
[925,3700,370000000,null,null,null,7.2450206479613893E-2,7.6253530696615404E-2,8.0056854913616901E-2,null,null,null,0.150127426900794,0.19317867432087399,0.236229921740955,0.11850757507172401,0.136739509698143,0.154971444324562,0.167607763940575,0.17752005105533999,0.18743233817010499,4.3491013279760599E-2,7.7440630788961407E-2,0.11139024829816201,6.7875256458901703E-2,8.1533082453680794E-2,9.5190908448459802E-2,4.5055693487466901E-2,5.4066832184960299E-2,6.3077970882453704E-2,4.7904780520578602E-2,6.2649519878709301E-2,7.7394259236839902E-2,null,null,null,2.0592446092287001E-2,2.9257545848107299E-2]
[927.5,3710,371000000,null,null,null,7.2408851560437706E-2,7.6201924229684498E-2,7.9994996898931303E-2,null,null,null,0.150017538363827,0.19303727362992501,0.23605700889602199,0.118473269958826,0.13669992687556901,0.154926583792311,0.16744788677602701,0.17735071878966299,0.187253550803299,4.3450557984499101E-2,7.7368595594847905E-2,0.11128663320519699,6.7842042209789399E-2,8.1493184849564193E-2,9.5144327489338903E-2,4.5012716243369798E-2,5.40152594920437E-2,6.3017802740717693E-2,4.7783743376318299E-2,6.2488739501677701E-2,7.7193735627037102E-2,null,null,null,2.05453115950812E-2,2.91874184967847E-2]
[930,3720,372000000,null,null,null,7.2367718979413007E-2,7.61505952167532E-2,7.9933471454093394E-2,null,null,null,0.14985327290505901,0.19282590263518601,0.23579853236531301,0.11842197259510399,0.136640737609736,0.15485950262436701,0.16720880209906699,0.17709749469632399,0.18698618729357999,4.3390099337610899E-2,7.7260942187888801E-2,0.11113178503816699,6.7792382673216897E-2,8.1433532845266707E-2,9.5074683017316405E-2,4.4948446896760703E-2,5.3938136276112797E-2,6.2927825655464995E-2,4.7663356969392702E-2,6.2328823535275399E-2,7.6994290101158006E-2,null,null,null,2.0498430509150799E-2,2.9117668174232499E-2]
[932.5,3730,373000000,null,null,null,7.2326806948298294E-2,7.6099541426288997E-2,7.9872275904279796E-2,null,null,null,0.14974413921875199,0.19268547325942401,0.235626807300096,0.118387874148074,0.13660139324777801,0.15481491234748199,0.16704989699522799,0.17692919197881599,0.18680848696240501,4.3349941639167097E-2,7.7189436898312799E-2,0.111028932157459,6.7759382596408499E-2,8.1393892509100396E-2,9.5028402421792404E-2,4.4905730953171602E-2,5.3886877143805897E-2,6.2868023334440304E-2,4.7543616065989502E-2,6.2169765027137898E-2,7.6795913988286293E-2,null,null,null,2.0451800796335198E-2,2.9048291848048E-2]
[935,3740,374000000,null,null,null,7.2286113697977494E-2,7.6048760650626004E-2,7.9811407603274598E-2,null,null,null,0.14958100899246701,0.19247556304177699,0.23537011709108699,0.118336875317249,0.13654254844298,0.15474822156871099,0.166812261777049,0.17667750306493801,0.186542744352828,4.3289928368944998E-2,7.7082576534499E-2,0.110875224700053,6.7710041274089305E-2,8.1334622749973107E-2,9.4959204225856894E-2,4.4841851236900702E-2,5.3810221484280898E-2,6.2778591731661004E-2,4.7424515488272902E-2,6.2011557099257798E-2,7.6598598710242702E-2,null,null,null,2.0405420440272701E-2,2.8979286518260199E-2]
[937.5,3750,375000000,null,null,null,7.2245637478205296E-2,7.5998250705646697E-2,7.9750863933088195E-2,null,null,null,0.14947262331789199,0.192336096181111,0.23519956904433001,0.118302978111913,0.13650343628297601,0.15470389445404001,0.16665431727455601,0.17651021775853501,0.18636611824251401,4.3250065365291898E-2,7.7011595982075895E-2,0.11077312659886,6.7677250088403196E-2,8.1295233337898898E-2,9.4913216587394697E-2,4.4799393513454903E-2,5.3759272216145799E-2,6.27191509188368E-2,4.7306050113637602E-2,6.1854192946993097E-2,7.6402335780348704E-2,null,null,null,2.0359287446109198E-2,2.8910649216897899E-2]
[940,3760,376000000,null,null,null,7.2205376557355899E-2,7.5948009430469102E-2,7.9690642303582193E-2,null,null,null,0.149310601960608,0.192127612816959,0.23494462367330901,0.118252284491232,0.13644494364373,0.15463760279622701,0.16641811448685201,0.17626004598876299,0.186101977490673,4.3190490823645303E-2,7.6905516823735795E-2,0.110620542823826,6.7628220953249094E-2,8.1236338584085799E-2,9.4844456214922504E-2,4.4735898850181803E-2,5.3683078620218101E-2,6.2630258390254503E-2,4.7188214873973601E-2,6.1697665838091602E-2,7.6207116802209499E-2,null,null,null,2.03133998402125E-2,2.8842377007564101E-2]
[942.5,3770,377000000,null,null,null,7.2165329222176194E-2,7.5898034687137905E-2,7.9630740152099602E-2,null,null,null,0.149202957614677,0.191989099871827,0.23477524212897599,0.118218583166446,0.13640605749974599,0.154593531833045,0.166261119339394,0.176093766182046,0.18592641302469901,4.31509196697216E-2,7.6835055942514496E-2,0.110519192215307,6.7595640841594695E-2,8.1197202718257103E-2,9.4798764594919399E-2,4.4693696323782998E-2,5.3632435588539598E-2,6.2571174853296094E-2,4.7071004754944502E-2,6.1541969111730599E-2,7.6012933468516605E-2,null,null,null,2.0267755669890801E-2,2.8774466985017299E-2]
[945,3780,378000000,null,null,null,7.2125493777542904E-2,7.58483243603221E-2,7.9571154943101394E-2,null,null,null,0.149042047354673,0.191782046228439,0.23452204510220601,0.11816818511555501,0.13634790590256399,0.15452762668957201,0.166026332269397,0.17584509385522201,0.18566385544104699,4.3091779634656303E-2,7.6729750471913494E-2,0.110367721309171,6.7546921642952895E-2,8.1138680266230001E-2,9.4730438889507093E-2,4.4630582220985399E-2,5.3556698665182499E-2,6.24828151093796E-2,4.7136043524092702E-2,6.16742659244865E-2,7.6212488324880201E-2,null,null,null,2.0222353003115898E-2,2.8706916274758999E-2]
[947.5,3790,379000000,null,null,null,7.2085868546222898E-2,7.5798876357015904E-2,7.9511884167808994E-2,null,null,null,0.14893513374980599,0.19164447357511799,0.23435381340043099,0.11813468420225801,0.13630925100260499,0.15448381780295201,0.16587027543836799,0.17567980785676601,0.18548934027516401,4.3052497538840301E-2,7.6659804291098296E-2,0.110267111043356,6.75145474190358E-2,8.1099791716768704E-2,9.4685036014501497E-2,4.4588631924370299E-2,5.3506358309244398E-2,6.2424084694118399E-2,4.7019589583395902E-2,6.1519452557931099E-2,7.6019315532466297E-2,null,null,null,2.0177189928249999E-2,2.8639722032628798E-2]
[950,3800,380000000,null,null,null,7.2046451868638395E-2,7.5749688606245105E-2,7.9452925343851802E-2,null,null,null,0.14877531678941999,0.191438826751092,0.23410233671276401,0.118084578726021,0.136251436991563,0.15441829525710399,0.16563688768095899,0.175432617597575,0.18522834751419001,4.2993787867445302E-2,7.6555265131318495E-2,0.11011674239519199,6.7466135970995697E-2,8.1041638940769198E-2,9.4617141910542699E-2,4.4525893972223597E-2,5.3431072766668398E-2,6.2336251561113103E-2,4.6903748558176403E-2,6.1365453998568097E-2,7.5827159438959804E-2,null,null,null,2.01322645537781E-2,2.8572881444404501E-2]
[952.5,3810,381000000,null,null,null,7.2007242102634705E-2,7.5700759058777906E-2,7.9394276014921106E-2,null,null,null,0.14866913559405701,0.19130219653647099,0.233935257478884,0.118051269702553,0.13621300350294599,0.154374737303339,0.165481758330281,0.175268313930459,0.18505486953063699,4.2954789771534801E-2,7.6485824644212594E-2,0.11001685951689,6.7433966197990497E-2,8.1002995981732495E-2,9.4572025765474493E-2,4.4484192992569602E-2,5.3381031591083497E-2,6.2277870189597503E-2,4.6788515622328199E-2,6.1212263830592903E-2,7.56360120388576E-2,null,null,null,2.0087575008043701E-2,2.8506391725409801E-2]
[955,3820,382000000,null,null,null,7.1968237623252898E-2,7.5652085686840703E-2,7.9335933750428606E-2,null,null,null,0.14851039840567401,0.19109793912494799,0.233685479844222,0.118001453890153,0.13615552371940801,0.154309593548662,0.16524975378034201,0.17502258868133,0.18479542358231699,4.2896506401101202E-2,7.6382044561144502E-2,0.109867582721188,6.7385860375463499E-2,8.0945210329062794E-2,9.4504560282662201E-2,4.4421826861891299E-2,5.3306192234269599E-2,6.2190557606647899E-2,4.6673886000280197E-2,6.1059875705381898E-2,7.5445865410483606E-2,null,null,null,2.00431194389885E-2,2.8440250120126999E-2]
[957.5,3830,383000000,null,null,null,7.1929436822504494E-2,7.5603666483837498E-2,7.9277896145170598E-2,null,null,null,0.14840493126197399,0.19096222772680499,0.23351952419163499,0.117968334845498,0.136117309437113,0.154266284028728,0.16509554127145001,0.17485925607782599,0.18462297088420199,4.2857791942269498E-2,7.63131091216942E-2,0.10976842630111899,6.7353889964505601E-2,8.0906806847607302E-2,9.4459723730709003E-2,4.4380372339467802E-2,5.3256446807361399E-2,6.2132521275255002E-2,4.6559854966336897E-2,6.0908283340615897E-2,7.5256711714894897E-2,null,null,null,1.9998896013897E-2,2.8374453901817101E-2]
[960,3840,384000000,null,null,null,7.1890838109151006E-2,7.5555499464074402E-2,7.9220160818997701E-2,null,null,null,0.148247264571226,0.190759347793857,0.23327143101648801,0.11791880586576201,0.13606016061434101,0.15420151536291901,0.16486490411645199,0.17461497909108101,0.18436505406570999,4.27999308821993E-2,7.6210081009630407E-2,0.109620231137062,6.7306087703810205E-2,8.0849385839333002E-2,9.4392683974855701E-2,4.4318373779725501E-2,5.3182048535670601E-2,6.2045723291615701E-2,4.6446417844028698E-2,6.0757480519416401E-2,7.5068543194803994E-2,null,null,null,1.99549029191445E-2,2.8309000372144101E-2]
[962.5,3850,385000000,null,null,null,7.1852439908486401E-2,7.5507582662487902E-2,7.9162725416489305E-2,null,null,null,0.14814251340284801,0.19062455768748901,0.23310660197212901,0.117885874941274,0.13602216339377801,0.15415845184628199,0.164711598003425,0.174452606487498,0.184193614971572,4.2761497421283497E-2,7.6141645918509998E-2,0.10952179441573601,6.7274318994151205E-2,8.0811224645413404E-2,9.4348130296675506E-2,4.4277162906586003E-2,5.3132595487903202E-2,6.1988028069220401E-2,4.63335700054728E-2,6.0607461089495801E-2,7.4881352173518795E-2,null,null,null,1.9911138359949201E-2,2.8243886860807099E-2]
[965,3860,386000000,null,null,null,7.1814240662122705E-2,7.5459914134377998E-2,7.9105587606633401E-2,null,null,null,0.14798590811943699,0.190423043536041,0.23286017895264399,0.11783663004068,0.13596534235463101,0.154094054668582,0.164482312716247,0.17420976131774499,0.18393720991924301,4.2704052448866402E-2,7.6039358697216203E-2,0.109374664945566,6.7226814600773996E-2,8.07541614411737E-2,9.4281508281573306E-2,4.4215527743965401E-2,5.3058633292758499E-2,6.1901738841551597E-2,4.6221306870743599E-2,6.0458218962320898E-2,7.46951310538983E-2,null,null,null,1.9867600560127999E-2,2.8179110725176499E-2]
[967.5,3870,387000000,null,null,null,7.1776238827779296E-2,7.54124919551451E-2,7.9048745082510904E-2,null,null,null,0.14788185889150299,0.190289156661861,0.23269645443221901,0.11780389196301901,0.13592756764963701,0.154051243336256,0.16432990274109099,0.17404833784943499,0.18376677295777899,4.2665895093568301E-2,7.5971415243139495E-2,0.10927693539271099,6.7195246273916598E-2,8.0716240950985202E-2,9.4237235628053806E-2,4.4174557762679603E-2,5.3009469315215503E-2,6.18443808677515E-2,4.6109623907253303E-2,6.0309748112289098E-2,7.4509872317324893E-2,null,null,null,1.9824287761856199E-2,2.81146693499368E-2]
[970,3880,388000000,null,null,null,7.1738432879075401E-2,7.5365314220030497E-2,7.8992195560985495E-2,null,null,null,0.14772631413245599,0.19008900715573401,0.23245170017901201,0.117754921929527,0.13587106376483901,0.153987205600151,0.16410195407304601,0.17380690834618301,0.18351186261932001,4.26088646797151E-2,7.5869866189901006E-2,0.10913086770008699,6.7148037805066202E-2,8.0659533217061194E-2,9.41710286290562E-2,4.4113281898212099E-2,5.2935938277854498E-2,6.1758594657496897E-2,null,null,null,null,null,null,1.9781198225431201E-2,2.8050560146734401E-2]
[972.5,3890,389000000,null,null,null,7.1700821305325693E-2,7.5318379043861794E-2,7.8935936782398006E-2,null,null,null,0.147622960979856,0.18995601596672601,0.23228907095359699,0.11772236840264499,0.135833502003051,0.153944635603458,0.16395043016112201,0.17364642334269401,0.183342416524266,4.2570980898348501E-2,7.5802409864916404E-2,0.109033838831484,6.71166630572895E-2,8.0621845257841607E-2,9.4127027458393797E-2,4.4072550100636099E-2,5.2887060120763302E-2,6.1701570140890498E-2,null,null,null,null,null,null,1.9738330229039199E-2,2.7986780553831199E-2]
[975,3900,390000000,null,null,null,7.1663402611338994E-2,7.5271684560801994E-2,7.8879966510265007E-2,null,null,null,0.14746845200091799,0.18975719926588699,0.232045946530856,0.117673670642749,0.13577731228009501,0.153880953917441,0.16372380313520399,0.17340639364320001,0.18308898415119601,4.2514358974592499E-2,7.5701588174146905E-2,0.108888817373701,6.7069750467587105E-2,8.0565492939723607E-2,9.4061235411859997E-2,4.4011629508381701E-2,5.2813955410057997E-2,6.16162813117343E-2,null,null,null,null,null,null,1.9695682068526201E-2,2.7923328035763501E-2]
[977.5,3910,391000000,null,null,null,7.1626175317220195E-2,7.5225228924101495E-2,7.8824282530982698E-2,null,null,null,0.14736578918906401,0.189625096382987,0.23188440357691001,0.11764129995906999,0.13573996149123499,0.15383862302339901,0.16357315539078901,0.17324683662357801,0.18292051785636601,4.2476748576980299E-2,7.5634618639623105E-2,0.108792488702266,6.70385717431147E-2,8.0528040447521904E-2,9.4017509151929093E-2,4.3971133234465401E-2,5.2765359881358498E-2,6.1559586528251602E-2,null,null,null,null,null,null,1.9653252057171701E-2,2.78602000830055E-2]
[980,3920,392000000,null,null,null,7.1589137958175203E-2,7.5179010305855207E-2,7.8768882653535197E-2,null,null,null,0.14721231547562399,0.189427611825251,0.23164290817487901,0.117592881736861,0.13568409431176301,0.15377530688666399,0.16334783529511299,0.17300819114589999,0.182668546996686,4.2420531448393903E-2,7.5534517732089093E-2,0.10864850401578401,6.6991945842147405E-2,8.0472032505506302E-2,9.3952119168865297E-2,4.3910563959750903E-2,5.2692676751701098E-2,6.1474789543651299E-2,null,null,null,null,null,null,1.9611038525467101E-2,2.7797394211639199E-2]
[982.5,3930,393000000,null,null,null,7.1552289084318696E-2,7.5133026896762906E-2,7.8713764709207004E-2,null,null,null,0.147110337381676,0.18929639001318599,0.231482442644697,0.11756068897262401,0.13564694881456699,0.153733208656509,0.163198053997097,0.172849551814129,0.18250104963116201,4.2383187406193498E-2,7.5468022473273097E-2,0.108552857540353,6.6960960099294406E-2,8.0434811826591499E-2,9.3908663553888494E-2,4.3870300596381001E-2,5.2644360715657097E-2,6.1418420834933297E-2,null,null,null,null,null,null,1.9569039820895799E-2,2.77349079630279E-2]
[985,3940,394000000,null,null,null,7.1515627260485007E-2,7.5087276905892494E-2,7.8658926551299996E-2,null,null,null,0.14695788259950701,0.189100216580249,0.23124255056099,0.117512541302412,0.135591393810476,0.15367024631853901,0.162974026378543,0.17261227525039299,0.18225052412224199,4.2327373735939797E-2,7.5368639968586795E-2,0.108409906201234,6.6914628300636297E-2,8.0379157166008297E-2,9.38436860313802E-2,4.3810078754090299E-2,5.25720945049084E-2,6.13341102557265E-2,null,null,null,null,null,null,1.95272543077183E-2,2.7672738903495801E-2]
[987.5,3950,395000000,null,null,null,7.1479151066041705E-2,7.5041758560448202E-2,7.8604366054854699E-2,null,null,null,0.14685658371984001,0.188969868757147,0.23108315379445399,0.11748053136589599,0.135554459268342,0.153628387170787,0.162825101976249,0.172454543490974,0.182083985005698,4.22902959474412E-2,7.5302618804372404E-2,0.108314941661304,6.6883832534146995E-2,8.0342164690408197E-2,9.3800496846669495E-2,4.3770045733967401E-2,5.2524054880760902E-2,6.1278064027554403E-2,null,null,null,null,null,null,1.9485680366759399E-2,2.7610884624012001E-2]
[990,3960,396000000,null,null,null,7.1442859094706407E-2,7.4996470105541099E-2,7.8550081116375903E-2,null,null,null,0.14670514369048099,0.18877500107231099,0.23084485845413999,0.11743264860022699,0.135499209923339,0.15356577124645099,0.16260235263429099,0.172218620800835,0.18183488896738001,4.2234877599917203E-2,7.5203940216179099E-2,0.108173002832441,6.6837783926178701E-2,8.0286850204007304E-2,9.3735916481835893E-2,4.3710167506883002E-2,5.2452201008259598E-2,6.1194234509636201E-2,null,null,null,null,null,null,1.94443163951993E-2,2.7549342739879201E-2]
[992.5,3970,397000000,null,null,null,7.1406749954365606E-2,7.4951409803964003E-2,7.84960696535624E-2,null,null,null,0.14660451465231999,0.18864551517761799,0.23068651570291601,0.11740081666051901,0.13546248076213699,0.15352414486375501,0.162454275743427,0.17206178667449001,0.181669297605553,4.2198063714312797E-2,7.5138388960689598E-2,0.108078714207066,6.6807178840950499E-2,8.0250086778458796E-2,9.3692994715967204E-2,4.3670362307432403E-2,5.2404434768918901E-2,6.1138507230405398E-2,null,null,null,null,null,null,1.9403160806367399E-2,2.74881108904271E-2]
[995,3980,398000000,null,null,null,7.1370822266897005E-2,7.4906575935968694E-2,7.8442329605040495E-2,null,null,null,0.146454081369014,0.18845194293806999,0.23044980450712599,0.1173531964829,0.13540753440334599,0.15346187232379299,0.16223279072414001,0.17182720307879401,0.18142161543344701,4.2143039480611301E-2,7.5040412136394494E-2,0.107937784792178,6.6761413588058996E-2,8.0195112663705007E-2,9.3628811739351003E-2,4.36108239446251E-2,5.23329887335501E-2,6.1055153522475099E-2,null,null,null,null,null,null,1.9362212029539701E-2,2.7427186738711001E-2]
[997.5,3990,399000000,null,null,null,7.1335074667993895E-2,7.4861966799047899E-2,7.8388858930101904E-2,null,null,null,0.146354116900901,0.188323312188659,0.230292507476417,0.11732154101497901,0.135371008863437,0.15342047671189599,0.16208555212286199,0.17167125681830001,0.18125696151373799,4.2106487186816498E-2,7.4975326674484505E-2,0.107844166162153,6.6730996250288097E-2,8.0158574764065599E-2,9.3586153277843004E-2,4.3571244086939402E-2,5.2285492904327303E-2,6.0999741721715198E-2,null,null,null,null,null,null,1.9321468509738701E-2,2.7366567971213999E-2]
[1000,4000,400000000,null,null,null,7.1299505806992805E-2,7.4817580707719197E-2,7.8335655608445603E-2,null,null,null,0.14620467061392001,0.18813100998114701,0.23005734934837399,0.11727418117397601,0.13531636289304899,0.15335854461212201,0.16186531771311199,0.17143799779291999,0.18101067787272801,4.2051853630999503E-2,7.48780454960144E-2,0.10770423736102901,6.6685510896938305E-2,8.0103936870102699E-2,9.3522362843267107E-2,4.3512041902205603E-2,5.22144502826467E-2,6.0916858663087797E-2,null,null,null,null,null,null,1.9280928707536799E-2]

{"sheet":"Fig6_Ranges_365_cycles","index":4,"n_rows":14,"n_cols":5,"rows_kept":14,"cut":false,"hidden":false,"merged":[]}
[null,"low","medium","high","Difference"]
[]
["PSH",8.9899562958433099E-2,0.10732126304429999,0.124742963130167,{"$f":"D3-B3","v":3.4843400171733901E-2}]
["PHES",8.9441696532559706E-2,0.114317046215075,0.149462044554379,6.0020348021819298E-2]
["dCAES",0.113775883678465,0.123414445050318,0.13305300642217199,1.9277122743706993E-2]
["aCAES",0.114606737344483,0.13138196723564399,0.148157197126805,3.3550459782322004E-2]
["VRF 2030",0.122102350470255,0.13948447621580101,0.156866601961347,3.4764251491091996E-2]
["Pb battery 2030",0.13516532128018299,0.15457964130792401,0.173993961335665,3.8828640055482005E-2]
["Li-Ion 2030",0.114456213139214,0.17916080833266901,0.24386540352612501,0.12940919038691101]
["Pb battery",0.18703886737071301,0.209790246976782,0.23254162658285099,4.5502759212137978E-2]
["H2",0.18859973392288301,0.22378073629635201,0.25896173866982097,7.0362004746937962E-2]
["PtG",0.26098716244965198,0.30617292096833199,0.35135867948701199,9.0371517037360016E-2]
["Li-Ion",0.26526336837097703,0.33227855156033098,0.39929373474968499,0.13403036637870797]
["VRF",0.36064768059566299,0.37976818783092697,0.39888869506619001,3.8241014470527024E-2]

{"sheet":"Fig7_sensitivity_PHES","index":5,"n_rows":11,"n_cols":8,"rows_kept":11,"cut":false,"hidden":false,"merged":[]}
["precentage"]
["variation","CAPEX","OPEX","discount rate","efficiency","amount of energy discharged","char/dischar"]
[-0.2,-0.10049598922295018,-2.5228093809319677E-2,-5.5563039617904639E-2,0.10255954932337266,0.14499330808191244,-0.10002711757656349,-7.8977754839612738E-2]
[-0.15,-7.5371991917212722E-2,-1.8921070356989759E-2,-4.1953515225207176E-2,7.2399555621648501E-2,0.10234873203460547,-7.5020338182422583E-2,-5.9232660059308835E-2]
[-0.1,-5.0247994611475152E-2,-1.2614046904659839E-2,-2.8154167796565682E-2,4.5587270484704852E-2,6.4441859041087443E-2,-5.0013558788281683E-2,-3.9488440039539142E-2]
[-0.05,-2.5123997305737576E-2,-6.3070234523299193E-3,-1.4167621613583271E-2,2.1595213310356326E-2,3.0525643605063074E-2,-2.5006779394140904E-2,-1.9744220019769571E-2]
[0,0,0,0,0,0,0,0]
[0.05,2.5124872066271783E-2,6.3078982128642481E-3,1.4345198002046937E-2,-1.9540400815276887E-2,-2.7617064828503162E-2,2.500765415467511E-2,1.9745094780303899E-2]
[0.1,5.0248869372009355E-2,1.2614921665194168E-2,2.886184906881736E-2,-3.7305912506451329E-2,-5.2724441684088977E-2,5.001443354881601E-2,3.948931480007347E-2]
[0.15,7.5372866677746939E-2,1.8921945117524087E-2,4.3545579397639866E-2,-5.3528346615114158E-2,-7.5648416246052647E-2,7.50212129429568E-2,5.9233534819843038E-2]
[0.2,0.10049686398348438,2.5228968569854005E-2,5.8392015185842805E-2,-6.8400150458811912E-2,-9.666191380109701E-2,0.10002799233709769,7.8978629600146941E-2]